## Sheet1
Code No. | Description | Unit | DSR Price | VAT | Discount | Remarks
14.4 | Excavation including refilling as required | cum | 318 |  |  |  | LUMPSUM ITEMS
14.7 | Cement concrete 1:2:4 (1 cement : 2 coarse sand : 4 graded stone aggregate 20 mm nominal size ) | cum | 5207 |  |  |  | LUMPSUM ITEMS
14.9 | Cement concrete 1:3:6 (1 cement : 3 coarse sand : 6 graded stone aggregate 40 mm nominal size ) | cum | 4525 |  |  |  | LUMPSUM ITEMS
LABOUR & HIRE CHARGES
1001 | Wireman | day | 447 |  |  |  | LABOUR & HIRE CHARGES
1002 | Cable jointer | day | 447 |  |  |  | LABOUR & HIRE CHARGES
1003 | Lineman | day | 447 |  |  |  | LABOUR & HIRE CHARGES
1004 | Fitter, Grade 1 | day | 447 |  |  |  | LABOUR & HIRE CHARGES
1005 | Fitter, Grade 2 | day | 407 |  |  |  | LABOUR & HIRE CHARGES
1006 | Painter | day | 407 |  |  |  | LABOUR & HIRE CHARGES
1007 | Khallasi | day | 368 |  |  |  | LABOUR & HIRE CHARGES
1008 | Carpenter, Grade 1 | day | 447 |  |  |  | LABOUR & HIRE CHARGES
1009 | Blacksmith, Grade 2 | day | 407 |  |  |  | LABOUR & HIRE CHARGES
1010 | Mason, Grade 2 | day | 407 |  |  |  | LABOUR & HIRE CHARGES
1011 | Stone Chiseler | day | 407 |  |  |  | LABOUR & HIRE CHARGES
1012 | Beldar/ coolie | day | 368 |  |  |  | LABOUR & HIRE CHARGES
1013 | Bhisti | day | 368 |  |  |  | LABOUR & HIRE CHARGES
1014 | Excavator | day | 368 |  |  |  | LABOUR & HIRE CHARGES
1015 | Stone Breaker | day | 407 |  |  |  | LABOUR & HIRE CHARGES
1016 | Mate | day | 368 |  |  |  | LABOUR & HIRE CHARGES
1081 | Hire charges for 5 ton truck | day | 2200 |  |  |  | LABOUR & HIRE CHARGES
1082 | Hire charges for compressor and spray gun | day | 350 |  |  |  | LABOUR & HIRE CHARGES
1083 | Drilling of 46 Nos 12 mm dia holes on G.I. pipe | L.S. | 300 |  |  |  | LABOUR & HIRE CHARGES
1084 | Drilling holes | each | 6 |  |  |  | LABOUR & HIRE CHARGES
1085 | Solder jointing | each | 12 |  |  |  | LABOUR & HIRE CHARGES
1086 | Welding charges | mm | 0.5 |  |  |  | LABOUR & HIRE CHARGES
1087 | Welder | day | 447 |  |  |  | LABOUR & HIRE CHARGES
BASIC RATE OF MATERIAL
1101 | 1.5 sq. mm ISI marked, FRLS PVC insulated, single core copper conductor cable | metre | 11.1 |  |  |  | WIRES AND CABLES
1102 | 2.5 sq. mm ISI marked, FRLS PVC insulated, single core copper conductor cable | metre | 17.84 |  |  |  | WIRES AND CABLES
1103 | 4.0 sq. mm ISI marked, FRLS PVC insulated, single core copper conductor cable | metre | 26.18 |  |  |  | WIRES AND CABLES
1104 | 6.0 sq. mm ISI marked, FRLS PVC insulated, single core copper conductor cable | metre | 38.87 |  |  |  | WIRES AND CABLES
1105 | 10 sq. mm ISI marked, FRLS PVC insulated, single core copper conductor cable | metre | 66.43 |  |  |  | WIRES AND CABLES
1106 | 16 sq. mm ISI marked, FRLS PVC insulated, single core copper conductor cable | metre | 102.36 |  |  |  | WIRES AND CABLES
1108 | 16/0.20 mm (0.5 sqmm) twin core FRLS PVC sheathed, flat flexible copper cable | metre | 11.52 |  |  |  | WIRES AND CABLES
1109 | 16/0.20 mm (0.5 sqmm) twin circular, FRLS PVC sheathed, workshop flexible copper cable | metre | 11.52 |  |  |  | WIRES AND CABLES
1110 | 32/0.20 mm (1.0 sqmm) twin circular, FRLS PVC sheathed, workshop flexible copper cable | metre | 19.08 |  |  |  | WIRES AND CABLES
1111 | 1 pair, 0.5 mm dia annealed copper conductor, FRLS PVC insulated, unarmoured, telephone cable | metre | 4.71 |  |  |  | WIRES AND CABLES
1112 | 2 pair, 0.5 mm dia annealed copper conductor, FRLS PVC insulated, unarmoured, telephone cable | metre | 7.94 |  |  |  | WIRES AND CABLES
1113 | 4 pair, 0.5 mm dia annealed copper conductor, FRLS PVC insulated, unarmoured, telephone cable | metre | 15.3 |  |  |  | WIRES AND CABLES
1114 | Co-axial TV cable RG-6 grade, 0.7 mm solid copper conductor PE insulated, shielded with fine tinned copper braid protected with PVC sheath | metre | 15.67 |  |  |  | WIRES AND CABLES
CONDUIT (STEEL & PVC ) AND ACCESSORIES
1201 | 20 mm dia. ISI marked, steel conduit | metre | 60.01 |  |  |  | CONDUIT (STEEL & PVC ) AND ACCESSORIES
1202 | 25 mm dia. ISI marked, steel conduit | metre | 75.6 |  |  |  | CONDUIT (STEEL & PVC ) AND ACCESSORIES
1203 | 32 mm dia. ISI marked, steel conduit | metre | 113.4 |  |  |  | CONDUIT (STEEL & PVC ) AND ACCESSORIES
1204 | 40 mm dia. ISI marked, steel conduit | metre | 184.28 |  |  |  | CONDUIT (STEEL & PVC ) AND ACCESSORIES
1205 | 50 mm dia. ISI marked, steel conduit | metre | 259.88 |  |  |  | CONDUIT (STEEL & PVC ) AND ACCESSORIES
1206 | 20 mm inspection/ solid bends | each | 7.61 |  |  |  | CONDUIT (STEEL & PVC ) AND ACCESSORIES
1207 | 25 mm inspection/ solid bends | each | 13.39 |  |  |  | CONDUIT (STEEL & PVC ) AND ACCESSORIES
1208 | 32 mm inspection/ solid bends | each | 25.2 |  |  |  | CONDUIT (STEEL & PVC ) AND ACCESSORIES
1209 | 40 mm inspection/ solid bends | each | 34.13 |  |  |  | CONDUIT (STEEL & PVC ) AND ACCESSORIES
1210 | 50 mm inspection/ solid bends | each | 49.88 |  |  |  | CONDUIT (STEEL & PVC ) AND ACCESSORIES
1211 | 20 mm sockets | each | 6.93 |  |  |  | CONDUIT (STEEL & PVC ) AND ACCESSORIES
1212 | 25 mm sockets | each | 7.56 |  |  |  | CONDUIT (STEEL & PVC ) AND ACCESSORIES
1213 | 32 mm sockets | each | 9.77 |  |  |  | CONDUIT (STEEL & PVC ) AND ACCESSORIES
1214 | 40 mm sockets | each | 13.86 |  |  |  | CONDUIT (STEEL & PVC ) AND ACCESSORIES
1215 | 50 mm sockets | each | 13.86 |  |  |  | CONDUIT (STEEL & PVC ) AND ACCESSORIES
1216 | 20 mm junction box, one way | each | 17.86 |  |  |  | CONDUIT (STEEL & PVC ) AND ACCESSORIES
1217 | 20 mm junction box, two way | each | 17.86 |  |  |  | CONDUIT (STEEL & PVC ) AND ACCESSORIES
1218 | 20 mm iron staples/ saddles/ screws | each | 1.6 |  |  |  | CONDUIT (STEEL & PVC ) AND ACCESSORIES
1219 | 25 mm iron staples/ saddles/ screws | each | 2.19 |  |  |  | CONDUIT (STEEL & PVC ) AND ACCESSORIES
1220 | 32 mm iron staples/ saddles/ screws | each | 3.34 |  |  |  | CONDUIT (STEEL & PVC ) AND ACCESSORIES
1221 | 40 mm iron staples/ saddles/ screws | each | 4.31 |  |  |  | CONDUIT (STEEL & PVC ) AND ACCESSORIES
1222 | 50 mm iron staples/ saddles/ screws | each | 5.71 |  |  |  | CONDUIT (STEEL & PVC ) AND ACCESSORIES
1224 | 20 mm dia. ISI marked, PVC conduit | metre | 11.81 |  |  |  | CONDUIT (STEEL & PVC ) AND ACCESSORIES
1225 | 25 mm dia. ISI marked, PVC conduit | metre | 20.32 |  |  |  | CONDUIT (STEEL & PVC ) AND ACCESSORIES
1226 | 32 mm dia. ISI marked, PVC conduit | metre | 33.59 |  |  |  | CONDUIT (STEEL & PVC ) AND ACCESSORIES
1227 | 40 mm dia. ISI marked, PVC conduit | metre | 47.37 |  |  |  | CONDUIT (STEEL & PVC ) AND ACCESSORIES
1228 | 50 mm dia. ISI marked, PVC conduit | metre | 71.35 |  |  |  | CONDUIT (STEEL & PVC ) AND ACCESSORIES
1229 | 20 mm PVC bends | each | 5.65 |  |  |  | CONDUIT (STEEL & PVC ) AND ACCESSORIES
1230 | 25 mm PVC bends | each | 7.7 |  |  |  | CONDUIT (STEEL & PVC ) AND ACCESSORIES
1231 | 32 mm PVC bends | each | 13.16 |  |  |  | CONDUIT (STEEL & PVC ) AND ACCESSORIES
1232 | 40 mm PVC bends | each | 20.98 |  |  |  | CONDUIT (STEEL & PVC ) AND ACCESSORIES
1233 | 50 mm PVC bends | each | 34.07 |  |  |  | CONDUIT (STEEL & PVC ) AND ACCESSORIES
1234 | 20 mm PVC couplers | each | 3.5 |  |  |  | CONDUIT (STEEL & PVC ) AND ACCESSORIES
1235 | 25 mm PVC couplers | each | 5.24 |  |  |  | CONDUIT (STEEL & PVC ) AND ACCESSORIES
1236 | 32 mm PVC couplers | each | 8.55 |  |  |  | CONDUIT (STEEL & PVC ) AND ACCESSORIES
1237 | 40 mm PVC couplers | each | 10.44 |  |  |  | CONDUIT (STEEL & PVC ) AND ACCESSORIES
1238 | 50 mm PVC couplers | each | 13.06 |  |  |  | CONDUIT (STEEL & PVC ) AND ACCESSORIES
1239 | 20 mm PVC junction box, one way | each | 15.45 |  |  |  | CONDUIT (STEEL & PVC ) AND ACCESSORIES
1240 | 20 mm PVC junction box, two way | each | 15.99 |  |  |  | CONDUIT (STEEL & PVC ) AND ACCESSORIES
1241 | 75 mm X 75 mm X 50 mm PVC box | each | 19 |  |  |  | CONDUIT (STEEL & PVC ) AND ACCESSORIES
METAL BOXES
1300 | Modular GI box for 2 module | each | 28 |  |  |  | METAL BOXES
1301 | Modular GI box for 3 module | each | 29.6 |  |  |  | METAL BOXES
1302 | Modular GI box for 4 module | each | 38.4 |  |  |  | METAL BOXES
1303 | Modular GI box for 6 module | each | 62 |  |  |  | METAL BOXES
1304 | Modular GI box for 8 module | each | 74 |  |  |  | METAL BOXES
1305 | Modular GI box for 12 module | each | 102 |  |  |  | METAL BOXES
1306 | 75 mm X 75 mm X 60 mm deep metal box | each | 20 |  |  |  | METAL BOXES
1307 | 100 mm X 100 mm X 60 mm deep metal box | each | 30.71 |  |  |  | METAL BOXES
1308 | 150 mm X 75 mm X 60 mm deep metal box | each | 32.55 |  |  |  | METAL BOXES
1309 | 150 mm X 150 mm X 60 mm deep metal box | each | 46.68 |  |  |  | METAL BOXES
1310 | 180 mm X 100 mm X 60 mm deep metal box | each | 39.31 |  |  |  | METAL BOXES
1311 | 200 mm X 125 mm X 60 mm deep metal box | each | 49 |  |  |  | METAL BOXES
1312 | 200 mm X 150 mm X 60 mm deep metal box | each | 61 |  |  |  | METAL BOXES
1313 | 200 mm X 250 mm X 60 mm deep metal box | each | 79 |  |  |  | METAL BOXES
1314 | 200 mm X 300 mm X 60 mm deep metal box | each | 110 |  |  |  | METAL BOXES
1315 | 250 mm X 300 mm X 60 mm deep metal box | each | 122 |  |  |  | METAL BOXES
1316 | 200 mm X 150 mm X 75 mm deep metal box | each | 67 |  |  |  | METAL BOXES
1317 | 200 mm X 250 mm X 75 mm deep metal box | each | 922 |  |  |  | METAL BOXES
1318 | 200 mm X 150 mm X 100 mm deep metal box | each | 81 |  |  |  | METAL BOXES
1319 | 200 mm X 250 mm X 100 mm deep metal box | each | 104 |  |  |  | METAL BOXES
1320 | 200 mm X 300 mm X 100 mm deep metal box | each | 122 |  |  |  | METAL BOXES
1321 | 250 mm X 300 mm X 100 mm deep metal box | each | 153 |  |  |  | METAL BOXES
WIRING SWITCHES AND ACCESSORIES
1322 | 3 mm thick phenolic laminated sheet | sqcm | 0.1 |  |  |  | WIRING SWITCHES AND ACCESSORIES
1401 | Ceiling rose, 3 pin, 5 amps ISI marked | each | 14.4 |  |  |  | WIRING SWITCHES AND ACCESSORIES
1402 | S.P. 5/6 amps, one way modular switch, ISI marked | each | 48 |  |  |  | WIRING SWITCHES AND ACCESSORIES
1403 | S.P. 5/6 amps, two way modular switch, ISI marked | each | 60.8 |  |  |  | WIRING SWITCHES AND ACCESSORIES
1404 | S.P. 15/16 amps, one way modular switch, ISI marked | each | 73.6 |  |  |  | WIRING SWITCHES AND ACCESSORIES
1405 | 3 pin 5/6 amps modular socket outlet, ISI marked | each | 53.6 |  |  |  | WIRING SWITCHES AND ACCESSORIES
1406 | 6 pin 15/16 amps modular socket outlet, ISI marked | each | 107.6 |  |  |  | WIRING SWITCHES AND ACCESSORIES
1407 | Modular bell push, ISI marked | each | 73.6 |  |  |  | WIRING SWITCHES AND ACCESSORIES
1408 | Stepped type Modular Fan regulator (2 module) | each | 216 |  |  |  | WIRING SWITCHES AND ACCESSORIES
1409 | Telephone Socket outlet modular type | each | 58.5 |  |  |  | WIRING SWITCHES AND ACCESSORIES
1410 | T.V. Socket outlet modular type | each | 59.2 |  |  |  | WIRING SWITCHES AND ACCESSORIES
1411 | Modular blanking plate | each | 12.8 |  |  |  | WIRING SWITCHES AND ACCESSORIES
1412 | 6 pin 25 A modular type socket ISI Marked | each | 167 |  |  |  | WIRING SWITCHES AND ACCESSORIES
1420 | Modular base & cover plate for 1 module | each | 38.8 |  |  |  | WIRING SWITCHES AND ACCESSORIES
1421 | Modular base & cover plate for 2 module | each | 39.6 |  |  |  | WIRING SWITCHES AND ACCESSORIES
1422 | Modular base & cover plate for 3 module | each | 46.4 |  |  |  | WIRING SWITCHES AND ACCESSORIES
1423 | Modular base & cover plate for 4 module | each | 54.8 |  |  |  | WIRING SWITCHES AND ACCESSORIES
1424 | Modular base & cover plate for 6 module | each | 76.4 |  |  |  | WIRING SWITCHES AND ACCESSORIES
1425 | Modular base & cover plate for 8 module | each | 97.6 |  |  |  | WIRING SWITCHES AND ACCESSORIES
1426 | Modular base & cover plate for 12 module | each | 110.4 |  |  |  | WIRING SWITCHES AND ACCESSORIES
1431 | S.P. 5/6 amps, one way switch, piano type ISI marked | each | 13.3 |  |  |  | WIRING SWITCHES AND ACCESSORIES
1432 | S.P. 5/6 amps, two way switch, piano type ISI marked | each | 17.37 |  |  |  | WIRING SWITCHES AND ACCESSORIES
1433 | S.P. 15/16 amps, one way switch, piano type ISI marked | each | 40 |  |  |  | WIRING SWITCHES AND ACCESSORIES
1434 | 3 pin 5/6 amps socket outlet, piano type ISI marked | each | 20.26 |  |  |  | WIRING SWITCHES AND ACCESSORIES
1435 | 6 pin 15/16 & 5/6 amps socket outlet, piano type ISI marked | each | 50 |  |  |  | WIRING SWITCHES AND ACCESSORIES
1436 | Bell push, piano type | each | 15.91 |  |  |  | WIRING SWITCHES AND ACCESSORIES
1437 | Telephone Socket outlet piano type | each | 23.15 |  |  |  | WIRING SWITCHES AND ACCESSORIES
1438 | T.V. Socket outlet piano type | each | 17.37 |  |  |  | WIRING SWITCHES AND ACCESSORIES
1441 | Brass pendant holder | each | 28 |  |  |  | WIRING SWITCHES AND ACCESSORIES
1442 | Brass batten/ angle holder | each | 31 |  |  |  | WIRING SWITCHES AND ACCESSORIES
1443 | Brass bracket holder 16 mm | each | 38 |  |  |  | WIRING SWITCHES AND ACCESSORIES
1444 | Call bell/ buzzer, single phase | each | 35.38 |  |  |  | WIRING SWITCHES AND ACCESSORIES
1445 | PIR Occupancy sensor | each | 2587.5 |  |  |  | WIRING SWITCHES AND ACCESSORIES
1446 | PIR Occupancy sensor With Day light dimming | each | 3684.37 |  |  |  | WIRING SWITCHES AND ACCESSORIES
1447 | Microwave occupancy Sensor | each | 5090.62 |  |  |  | WIRING SWITCHES AND ACCESSORIES
1448 | Astrononical time switch suitable for 1 output per phase and suitable for single phase supply | each | 2047.5 |  |  |  | WIRING SWITCHES AND ACCESSORIES
1449 | Astrononical time switch suitable for2 output per phase and suitable for single phase supply | each | 4426.5 |  |  |  | WIRING SWITCHES AND ACCESSORIES
1450 | Astrononical time switch suitable for 3output(1output per phase) and suitable for three phase supply | each | 5222.75 |  |  |  | WIRING SWITCHES AND ACCESSORIES
1451 | UTP 4 Pair CAT 6 LAN Cable | meter | 20.77 |  |  |  | WIRING SWITCHES AND ACCESSORIES
RISING MAINS BUS TRUNKING AND OVER HEAD BUS-BAR
1501 | 200 amps. TPN, rising mains in metal enclosure with aluminium busbar including fixing clamp | metre | 4213.64 |  |  |  | RISING MAINS BUS TRUNKING AND OVER HEAD BUS-BAR
1502 | 300 amps. TPN, rising mains in metal enclosure with aluminium busbar including fixing clamp | metre | 4405.17 |  |  |  | RISING MAINS BUS TRUNKING AND OVER HEAD BUS-BAR
1503 | 400 amps. TPN, rising mains in metal enclosure with aluminium busbar including fixing clamp | metre | 5458.57 |  |  |  | RISING MAINS BUS TRUNKING AND OVER HEAD BUS-BAR
1504 | 600 amps. TPN, rising mains in metal enclosure with aluminium busbar including fixing clamp | metre | 6128.92 |  |  |  | RISING MAINS BUS TRUNKING AND OVER HEAD BUS-BAR
1505 | 800 amps. TPN, rising mains in metal enclosure with aluminium busbar including fixing clamp | metre | 7421.75 |  |  |  | RISING MAINS BUS TRUNKING AND OVER HEAD BUS-BAR
1511 | 16 amps. TPN, 2 way, distribution tap off box with ISI marked HRC fuses for rising mains | each | 7524.35 |  |  |  | RISING MAINS BUS TRUNKING AND OVER HEAD BUS-BAR
1512 | 16 amps. TPN, 4 way, distribution tap off box with ISI marked HRC fuses for rising mains | each | 14136.66 |  |  |  | RISING MAINS BUS TRUNKING AND OVER HEAD BUS-BAR
1513 | 16 amps. TPN, 6 way, distribution tap off box with ISI marked HRC fuses for rising mains | each | 20064.95 |  |  |  | RISING MAINS BUS TRUNKING AND OVER HEAD BUS-BAR
1514 | 16 amps. TPN, 8 way, distribution tap off box with ISI marked HRC fuses for rising mains | each | 27817.31 |  |  |  | RISING MAINS BUS TRUNKING AND OVER HEAD BUS-BAR
1515 | 32 amps. TPN, 2 way, distribution tap off box with ISI marked HRC fuses for rising mains | each | 7752.37 |  |  |  | RISING MAINS BUS TRUNKING AND OVER HEAD BUS-BAR
1516 | 32 amps. TPN, 4 way, distribution tap off box with ISI marked HRC fuses for rising mains | each | 15960.76 |  |  |  | RISING MAINS BUS TRUNKING AND OVER HEAD BUS-BAR
1517 | 32 amps. TPN, 6 way, distribution tap off box with ISI marked HRC fuses for rising mains | each | 20976.99 |  |  |  | RISING MAINS BUS TRUNKING AND OVER HEAD BUS-BAR
1518 | 32 amps. TPN, 8 way, distribution tap off box with ISI marked HRC fuses for rising mains | each | 29185.38 |  |  |  | RISING MAINS BUS TRUNKING AND OVER HEAD BUS-BAR
1519 | 63 amps. TPN, 2 way, distribution tap off box with ISI marked HRC fuses for rising mains | each | 8846.82 |  |  |  | RISING MAINS BUS TRUNKING AND OVER HEAD BUS-BAR
1520 | 63 amps. TPN, 4 way, distribution tap off box with ISI marked HRC fuses for rising mains | each | 15048.72 |  |  |  | RISING MAINS BUS TRUNKING AND OVER HEAD BUS-BAR
1521 | 63 amps. TPN, 6 way, distribution tap off box with ISI marked HRC fuses for rising mains | each | 16234.37 |  |  |  | RISING MAINS BUS TRUNKING AND OVER HEAD BUS-BAR
1522 | 63 amps. TPN, 8 way, distribution tap off box with ISI marked HRC fuses for rising mains | each | 28000 |  |  |  | RISING MAINS BUS TRUNKING AND OVER HEAD BUS-BAR
1526 | 200 amps. TPN, adaptor box with cable end box, with TPN disconnector FSU, ISI marked HRC fuses and brass compression gland for rising mains | each | 12586.19 |  |  |  | RISING MAINS BUS TRUNKING AND OVER HEAD BUS-BAR
1527 | 300 amps. TPN, adaptor box with cable end box, with TPN disconnector FSU, ISI marked HRC fuses and brass compression gland for rising mains | each | 13680.65 |  |  |  | RISING MAINS BUS TRUNKING AND OVER HEAD BUS-BAR
1528 | 400 amps. TPN, adaptor box with cable end box, with TPN disconnector FSU, ISI marked HRC fuses and brass compression gland for rising mains | each | 15048.72 |  |  |  | RISING MAINS BUS TRUNKING AND OVER HEAD BUS-BAR
1529 | 600 amps. TPN, adaptor box with cable end box, with TPN disconnector FSU, ISI marked HRC fuses and brass compression gland for rising mains | each | 16234.37 |  |  |  | RISING MAINS BUS TRUNKING AND OVER HEAD BUS-BAR
1530 | 800 amps. TPN, adaptor box with cable end box, with TPN disconnector FSU, ISI marked HRC fuses and brass compression gland for rising mains | each | 18058.46 |  |  |  | RISING MAINS BUS TRUNKING AND OVER HEAD BUS-BAR
1531 | 800 amps. TPN, bus trunking with aluminium busbars | metre | 7068.34 |  |  |  | RISING MAINS BUS TRUNKING AND OVER HEAD BUS-BAR
1532 | 1000 amps. TPN, bus trunking with aluminium busbars | metre | 8390.8 |  |  |  | RISING MAINS BUS TRUNKING AND OVER HEAD BUS-BAR
1533 | 1250 amps. TPN, bus trunking with aluminium busbars | metre | 10762.11 |  |  |  | RISING MAINS BUS TRUNKING AND OVER HEAD BUS-BAR
1534 | 1400 amps. TPN, bus trunking with aluminium busbars | metre | 13498.24 |  |  |  | RISING MAINS BUS TRUNKING AND OVER HEAD BUS-BAR
1535 | 1600 amps. TPN, bus trunking with aluminium busbars | metre | 13498.24 |  |  |  | RISING MAINS BUS TRUNKING AND OVER HEAD BUS-BAR
1536 | 200 amps. TPN, overhead busbars with aluminium busbars | metre | 4013 |  |  |  | RISING MAINS BUS TRUNKING AND OVER HEAD BUS-BAR
1537 | 400 amps. TPN, overhead busbars with aluminium busbars | metre | 5198.64 |  |  |  | RISING MAINS BUS TRUNKING AND OVER HEAD BUS-BAR
1538 | 32 amps. TPN, plug-in-box with TPN disconnector FSU and ISI marked HRC fuses for overhead busbars | each | 4534.16 |  |  |  | RISING MAINS BUS TRUNKING AND OVER HEAD BUS-BAR
1539 | 63 amps. TPN, plug-in-box with TPN disconnector FSU and ISI marked HRC fuses for overhead busbars | each | 5081.38 |  |  |  | RISING MAINS BUS TRUNKING AND OVER HEAD BUS-BAR
1540 | 100 amps. TPN, plug-in-box with TPN disconnector FSU and ISI marked HRC fuses for overhead busbars | each | 5863.14 |  |  |  | RISING MAINS BUS TRUNKING AND OVER HEAD BUS-BAR
1541 | 16 amps. TPN, one way, tap off box with TPN disconnector FSU and ISI marked HRC fuses for rising mains | each | 5016.24 |  |  |  | RISING MAINS BUS TRUNKING AND OVER HEAD BUS-BAR
1542 | 32 amps. TPN, one way, tap off box with TPN disconnector FSU and ISI marked HRC fuses for rising mains | each | 5289.85 |  |  |  | RISING MAINS BUS TRUNKING AND OVER HEAD BUS-BAR
1543 | 63 amps. TPN, one way, tap off box with TPN disconnector FSU and ISI marked HRC fuses for rising mains | each | 5928.28 |  |  |  | RISING MAINS BUS TRUNKING AND OVER HEAD BUS-BAR
1544 | 100 amps. TPN, one way, tap off box with TPN disconnector FSU and ISI marked HRC fuses for rising mains | each | 6840.32 |  |  |  | RISING MAINS BUS TRUNKING AND OVER HEAD BUS-BAR
1545 | 200 amps. TPN, one way, tap off box with TPN disconnector FSU and ISI marked HRC fuses for rising mains | each | 10762.11 |  |  |  | RISING MAINS BUS TRUNKING AND OVER HEAD BUS-BAR
1546 | 315 amps. TPN, one way, tap off box with TPN disconnector FSU and ISI marked HRC fuses for rising mains | No | 11400.54 |  |  |  | RISING MAINS BUS TRUNKING AND OVER HEAD BUS-BAR
1547 | 400 amps. TPN, one way, tap off box with TPN disconnector FSU and ISI marked HRC fuses for rising mains | No | 11856.56 |  |  |  | RISING MAINS BUS TRUNKING AND OVER HEAD BUS-BAR
1551 | 200 amps. TPN, compact type rising mains with aluminium busbar including all accessories | metre | 4407.53 |  |  |  | RISING MAINS BUS TRUNKING AND OVER HEAD BUS-BAR
1552 | 315 amps. TPN, compact type rising mains with aluminium busbar including all accessories | metre | 4772.54 |  |  |  | RISING MAINS BUS TRUNKING AND OVER HEAD BUS-BAR
1553 | 400 amps. TPN, compact type rising mains with aluminium busbar including all accessories | metre | 5304.11 |  |  |  | RISING MAINS BUS TRUNKING AND OVER HEAD BUS-BAR
1554 | 500 amps. TPN, compact type rising mains with aluminium busbar including all accessories | metre | 6105.88 |  |  |  | RISING MAINS BUS TRUNKING AND OVER HEAD BUS-BAR
1555 | 630 amps. TPN, compact type rising mains with aluminium busbar including all accessories | metre | 7302.78 |  |  |  | RISING MAINS BUS TRUNKING AND OVER HEAD BUS-BAR
1556 | 800 amps. TPN, compact type rising mains with aluminium busbar including all accessories | metre | 10135.13 |  |  |  | RISING MAINS BUS TRUNKING AND OVER HEAD BUS-BAR
1557 | 1000 amps. TPN, compact type rising mains with aluminium busbar including all accessories | metre | 11770.31 |  |  |  | RISING MAINS BUS TRUNKING AND OVER HEAD BUS-BAR
1558 | 1250 amps. TPN, compact type rising mains with aluminium busbar including all accessories | metre | 14035.01 |  |  |  | RISING MAINS BUS TRUNKING AND OVER HEAD BUS-BAR
1559 | 200 amps. TPN, compact type bus trunking with aluminium busbar including elbows and other all accessories | metre | 4480.31 |  |  |  | RISING MAINS BUS TRUNKING AND OVER HEAD BUS-BAR
1560 | 315 amps. TPN, compact type bus trunking with aluminium busbar including elbows and other all accessories | metre | 4784.06 |  |  |  | RISING MAINS BUS TRUNKING AND OVER HEAD BUS-BAR
1561 | 400 amps. TPN, compact type bus trunking with aluminium busbar including elbows and other all accessories | metre | 5315.63 |  |  |  | RISING MAINS BUS TRUNKING AND OVER HEAD BUS-BAR
1562 | 500 amps. TPN, compact type bus trunking with aluminium busbar including elbows and other all accessories | metre | 6150.94 |  |  |  | RISING MAINS BUS TRUNKING AND OVER HEAD BUS-BAR
1563 | 630 amps. TPN, compact type bus trunking with aluminium busbar including elbows and other all accessories | metre | 7290 |  |  |  | RISING MAINS BUS TRUNKING AND OVER HEAD BUS-BAR
1564 | 800 amps. TPN, compact type bus trunking with aluminium busbar including elbows and other all accessories | metre | 9492.19 |  |  |  | RISING MAINS BUS TRUNKING AND OVER HEAD BUS-BAR
1565 | 1000 amps. TPN, compact type bus trunking with aluminium busbar including elbows and other all accessories | metre | 11010.94 |  |  |  | RISING MAINS BUS TRUNKING AND OVER HEAD BUS-BAR
1566 | 1250 amps. TPN, compact type bus trunking with aluminium busbar including elbows and other all accessories | metre | 12909.38 |  |  |  | RISING MAINS BUS TRUNKING AND OVER HEAD BUS-BAR
1567 | 200 amps. TPN, End Feed Unit for compact rising mains including all accessories | each | 3366.56 |  |  |  | RISING MAINS BUS TRUNKING AND OVER HEAD BUS-BAR
1568 | 315 amps. TPN, End Feed Unit for compact rising mains including all accessories | each | 3508.31 |  |  |  | RISING MAINS BUS TRUNKING AND OVER HEAD BUS-BAR
1569 | 400 amps. TPN, End Feed Unit for compact rising mains including all accessories | each | 4465.13 |  |  |  | RISING MAINS BUS TRUNKING AND OVER HEAD BUS-BAR
1570 | 500 amps. TPN, End Feed Unit for compact rising mains including all accessories | each | 4677.75 |  |  |  | RISING MAINS BUS TRUNKING AND OVER HEAD BUS-BAR
1571 | 630 amps. TPN, End Feed Unit for compact rising mains including all accessories | each | 5705.44 |  |  |  | RISING MAINS BUS TRUNKING AND OVER HEAD BUS-BAR
1572 | 800 amps. TPN, End Feed Unit for compact rising mains including all accessories | each | 6758.44 |  |  |  | RISING MAINS BUS TRUNKING AND OVER HEAD BUS-BAR
1573 | 1000 amps. TPN, End Feed Unit for compact rising mains including all accessories | each | 7583.63 |  |  |  | RISING MAINS BUS TRUNKING AND OVER HEAD BUS-BAR
1574 | 1250 amps. TPN, End Feed Unit for compact rising mains including all accessories | each | 8008.88 |  |  |  | RISING MAINS BUS TRUNKING AND OVER HEAD BUS-BAR
1575 | 125 amps. TPN, TAP OFF Box for compact rising mains including all accessories | each | 3898.13 |  |  |  | RISING MAINS BUS TRUNKING AND OVER HEAD BUS-BAR
1576 | 200 amps. TPN, TAP OFF Box for compact rising mains including all accessories | each | 4961.25 |  |  |  | RISING MAINS BUS TRUNKING AND OVER HEAD BUS-BAR
1577 | 315 amps. TPN, TAP OFF Box for compact rising mains including all accessories | each | 6378.75 |  |  |  | RISING MAINS BUS TRUNKING AND OVER HEAD BUS-BAR
1578 | 400 amps. TPN, TAP OFF Box for compact rising mains including all accessories | each | 6378.75 |  |  |  | RISING MAINS BUS TRUNKING AND OVER HEAD BUS-BAR
1579 | 500 amps. TPN, TAP OFF Box for compact rising mains including all accessories | each | 9213.75 |  |  |  | RISING MAINS BUS TRUNKING AND OVER HEAD BUS-BAR
1580 | 630 amps. TPN, TAP OFF Box for compact rising mains including all accessories | each | 9213 |  |  |  | RISING MAINS BUS TRUNKING AND OVER HEAD BUS-BAR
1581 | 400 amps 25KA SC for 1 sec | metre | 7176.09 |  |  |  | RISING MAINS BUS TRUNKING AND OVER HEAD BUS-BAR
1582 | 500 amps 30KA SC for 1 sec | metre | 7688.67 |  |  |  | RISING MAINS BUS TRUNKING AND OVER HEAD BUS-BAR
1583 | 630 amps 50KA SC for 1 sec | metre | 8315.16 |  |  |  | RISING MAINS BUS TRUNKING AND OVER HEAD BUS-BAR
1584 | 800 amps 50KA SC for 1 sec | metre | 9397.27 |  |  |  | RISING MAINS BUS TRUNKING AND OVER HEAD BUS-BAR
1585 | 1000 amps 50KA SC for 1 sec | metre | 10542.4 |  |  |  | RISING MAINS BUS TRUNKING AND OVER HEAD BUS-BAR
1586 | 1250 amps 50KA SC for 1 sec | metre | 11789.3 |  |  |  | RISING MAINS BUS TRUNKING AND OVER HEAD BUS-BAR
1587 | 1600 amps 50KA SC for 1 sec | metre | 14352.19 |  |  |  | RISING MAINS BUS TRUNKING AND OVER HEAD BUS-BAR
1588 | 2000 amps 50KA SC for 1 sec | metre | 17085.94 |  |  |  | RISING MAINS BUS TRUNKING AND OVER HEAD BUS-BAR
1589 | 2500 amps 50KA SC for 1 sec | metre | 22063.64 |  |  |  | RISING MAINS BUS TRUNKING AND OVER HEAD BUS-BAR
1590 | 3200 amps 50KA SC for 1 sec | metre | 24375.94 |  |  |  | RISING MAINS BUS TRUNKING AND OVER HEAD BUS-BAR
1591 | 4000 amps 50KA SC for 1 sec | metre | 42522.34 |  |  |  | RISING MAINS BUS TRUNKING AND OVER HEAD BUS-BAR
SWITCH DISCONNECTOR SFU AND MCCB
1601 | 32 amps. TPN, switch disconnector fuse unit | each | 1184 |  |  |  | SWITCH DISCONNECTOR SFU AND MCCB
1602 | 63 amps. TPN, switch disconnector fuse unit | each | 1670.63 |  |  |  | SWITCH DISCONNECTOR SFU AND MCCB
1603 | 100 amps. TPN, switch disconnector fuse unit | each | 3621.38 |  |  |  | SWITCH DISCONNECTOR SFU AND MCCB
1604 | 125 amps. TPN, switch disconnector fuse unit | each | 4024 |  |  |  | SWITCH DISCONNECTOR SFU AND MCCB
1605 | 160 amps. TPN, switch disconnector fuse unit | each | 4816 |  |  |  | SWITCH DISCONNECTOR SFU AND MCCB
1606 | 200 amps. TPN switch fuse unit with ISI marked HRC fuses | each | 5520 |  |  |  | SWITCH DISCONNECTOR SFU AND MCCB
1607 | 315 amps. TPN switch fuse unit with ISI marked HRC fuses | each | 8872.88 |  |  |  | SWITCH DISCONNECTOR SFU AND MCCB
1608 | 400 amps. TPN switch fuse unit with ISI marked HRC fuses | each | 10854 |  |  |  | SWITCH DISCONNECTOR SFU AND MCCB
1610 | 3 pole MCCB, 100A, 16KA | each | 2656 |  |  |  | SWITCH DISCONNECTOR SFU AND MCCB
1611 | 3 pole MCCB, 125A, 16KA | each | 2979.9 |  |  |  | SWITCH DISCONNECTOR SFU AND MCCB
1612 | 3 pole MCCB, 150A, 16KA | each | 3395.7 |  |  |  | SWITCH DISCONNECTOR SFU AND MCCB
1613 | 3 pole MCCB, 200A, 16KA | each | 4617.9 |  |  |  | SWITCH DISCONNECTOR SFU AND MCCB
1614 | 3 pole MCCB, 200A, 25KA | each | 6709.5 |  |  |  | SWITCH DISCONNECTOR SFU AND MCCB
1615 | 3 pole MCCB, 250A, 25KA | each | 7934.85 |  |  |  | SWITCH DISCONNECTOR SFU AND MCCB
1616 | 3 pole MCCB, 250A, 35KA | each | 8605.8 |  |  |  | SWITCH DISCONNECTOR SFU AND MCCB
1617 | 3 pole MCCB, 315A, 35KA | each | 13321.35 |  |  |  | SWITCH DISCONNECTOR SFU AND MCCB
1618 | 3 pole MCCB, 400A, 35KA | each | 13321.35 |  |  |  | SWITCH DISCONNECTOR SFU AND MCCB
1619 | 3 pole MCCB, 500A, 35KA | each | 15425.55 |  |  |  | SWITCH DISCONNECTOR SFU AND MCCB
1620 | 3 pole MCCB, 630A, 50KA | each | 17208.45 |  |  |  | SWITCH DISCONNECTOR SFU AND MCCB
1621 | 3 pole MCCB, 800A, 50KA | each | 21035.7 |  |  |  | SWITCH DISCONNECTOR SFU AND MCCB
1622 | 4 pole MCCB,100A,30KA | each | 4500 |  |  |  | SWITCH DISCONNECTOR SFU AND MCCB
1623 | 4 pole MCCB, 125A, 36KA | each | 4560 |  |  |  | SWITCH DISCONNECTOR SFU AND MCCB
1624 | 4 pole MCCB, 200A, 36KA | each | 11176 |  |  |  | SWITCH DISCONNECTOR SFU AND MCCB
1625 | 4 pole MCCB,250A, 36KA | each | 12474 |  |  |  | SWITCH DISCONNECTOR SFU AND MCCB
1626 | 4 pole MCCB,250A, 50KA | each | 11642.4 |  |  |  | SWITCH DISCONNECTOR SFU AND MCCB
1627 | 4 pole MCCB,400A, 50KA | each | 16279.2 |  |  |  | SWITCH DISCONNECTOR SFU AND MCCB
1628 | 4 pole MCCB,630A, 50KA | each | 20257.65 |  |  |  | SWITCH DISCONNECTOR SFU AND MCCB
MCB’S, ISOLATORS, RCCB’S AND MCB DB’S
1705 | 25 A modular SPMCB, ‘C’ curve | each | 123.5 |  |  |  | MCB’S, ISOLATORS, RCCB’S AND MCB DB’S
1706 | 6 amps. to 32 amps. ratings , SP MCB, "C" curve, 10 KA breaking capacity | each | 117 |  |  |  | MCB’S, ISOLATORS, RCCB’S AND MCB DB’S
1707 | 6 amps. to 32 amps. ratings , SPN MCB, "C" curve, 10 KA breaking capacity | each | 351 |  |  |  | MCB’S, ISOLATORS, RCCB’S AND MCB DB’S
1708 | 6 amps. to 32 amps. ratings , DP MCB, "C" curve, 10 KA breaking capacity | each | 366 |  |  |  | MCB’S, ISOLATORS, RCCB’S AND MCB DB’S
1709 | 6 amps. to 32 amps. ratings , TP MCB, "C" curve, 10 KA breaking capacity | each | 570 |  |  |  | MCB’S, ISOLATORS, RCCB’S AND MCB DB’S
1710 | 6 amps. to 32 amps. ratings , TPN MCB, "C" curve, 10 KA breaking capacity | each | 735 |  |  |  | MCB’S, ISOLATORS, RCCB’S AND MCB DB’S
1711 | Single pole, blanking plate | each | 5 |  |  |  | MCB’S, ISOLATORS, RCCB’S AND MCB DB’S
1712 | 40 amps., 2 pole isolator | each | 159 |  |  |  | MCB’S, ISOLATORS, RCCB’S AND MCB DB’S
1713 | 63 amps., 2 pole isolator | each | 186 |  |  |  | MCB’S, ISOLATORS, RCCB’S AND MCB DB’S
1714 | 40 amps., 4 pole isolator | each | 510 |  |  |  | MCB’S, ISOLATORS, RCCB’S AND MCB DB’S
1715 | 63 amps., 4 pole isolator | each | 519 |  |  |  | MCB’S, ISOLATORS, RCCB’S AND MCB DB’S
1716 | 100 amps., 4 pole isolator | each | 675 |  |  |  | MCB’S, ISOLATORS, RCCB’S AND MCB DB’S
1717 | 25 amps. rating, 2 pole RCCB, 100mA/ 300mA | each | 1380 |  |  |  | MCB’S, ISOLATORS, RCCB’S AND MCB DB’S
1718 | 40 amps. rating, 2 pole RCCB, 100mA/ 300mA | each | 1440 |  |  |  | MCB’S, ISOLATORS, RCCB’S AND MCB DB’S
1719 | 63 amps. rating, 2 pole RCCB, 100mA/ 300mA | each | 1890 |  |  |  | MCB’S, ISOLATORS, RCCB’S AND MCB DB’S
1720 | 25 amps. rating, 4 pole RCCB, 100mA/ 300mA | each | 1740 |  |  |  | MCB’S, ISOLATORS, RCCB’S AND MCB DB’S
1721 | 40 amps. rating, 4 pole RCCB, 100mA/ 300mA | each | 1770 |  |  |  | MCB’S, ISOLATORS, RCCB’S AND MCB DB’S
1722 | 63 amps. rating, 4 pole RCCB, 100mA/ 300mA | each | 1917 |  |  |  | MCB’S, ISOLATORS, RCCB’S AND MCB DB’S
1723 | 16/25 amps. rating, 2 pole RCBO 100mA/ 300mA sensitivity | each | Deleted |  |  |  | MCB’S, ISOLATORS, RCCB’S AND MCB DB’S
1724 | 32 amps. rating, 2 pole RCBO 100mA/ 300mA sensitivity | each | Deleted |  |  |  | MCB’S, ISOLATORS, RCCB’S AND MCB DB’S
1725 | 40 amps. rating, 2 pole RCBO 100mA/ 300mA sensitivity | each | Deleted |  |  |  | MCB’S, ISOLATORS, RCCB’S AND MCB DB’S
1726 | 16/25 amps. rating, 4 pole RCBO 100mA/ 300mA sensitivity | each | Deleted |  |  |  | MCB’S, ISOLATORS, RCCB’S AND MCB DB’S
1727 | 32 amps. rating, 4 pole RCBO 100mA/ 300mA sensitivity | each | Deleted |  |  |  | MCB’S, ISOLATORS, RCCB’S AND MCB DB’S
1728 | 40 amps. rating, 4 pole RCBO 100mA/ 300mA sensitivity | each | Deleted |  |  |  | MCB’S, ISOLATORS, RCCB’S AND MCB DB’S
1730 | 20 amps. SPN, industrial type socket outlet, with plug top and metal chained cover in sheet steel enclosure | each | 495 |  |  |  | MCB’S, ISOLATORS, RCCB’S AND MCB DB’S
1731 | 20 amps. TPN, industrial type socket outlet, with plug top and metal chained cover in sheet steel enclosure | each | 535.5 |  |  |  | MCB’S, ISOLATORS, RCCB’S AND MCB DB’S
1732 | 30 amps. TPN, industrial type socket outlet, with plug top and metal chained cover in sheet steel enclosure | each | 1425 |  |  |  | MCB’S, ISOLATORS, RCCB’S AND MCB DB’S
1734 | 2+4 way / 6 Way , SPN, single door, MCB DB | each |  |  |  |  | MCB’S, ISOLATORS, RCCB’S AND MCB DB’S
1735 | 2+6 way / 10 Way, SPN, single door, MCB DB | each |  |  |  |  | MCB’S, ISOLATORS, RCCB’S AND MCB DB’S
1736 | 2+8 way / 14 Way, SPN, single door, MCB DB | each |  |  |  |  | MCB’S, ISOLATORS, RCCB’S AND MCB DB’S
1737 | 2+12 way / 14 Way, SPN, single door, MCB DB | each |  |  |  |  | MCB’S, ISOLATORS, RCCB’S AND MCB DB’S
1738 | 6 Way, SPN, double door, MCB DB | each | 630 |  |  |  | MCB’S, ISOLATORS, RCCB’S AND MCB DB’S
1739 | 8 Way, SPN, double door, MCB DB | each | 732 |  |  |  | MCB’S, ISOLATORS, RCCB’S AND MCB DB’S
1740 | 12 Way, SPN, double door, MCB DB | each | 810 |  |  |  | MCB’S, ISOLATORS, RCCB’S AND MCB DB’S
1741 | 14 Way, SPN, double door, MCB DB | each | 993 |  |  |  | MCB’S, ISOLATORS, RCCB’S AND MCB DB’S
1742 | Sheet steel DP MCB enclosure | each | 92.77 |  |  |  | MCB’S, ISOLATORS, RCCB’S AND MCB DB’S
1743 | Sheet steel TP MCB enclosure | each | 105.5 |  |  |  | MCB’S, ISOLATORS, RCCB’S AND MCB DB’S
1751 | 4 way (4+12), TPN, MCB DB, single door, horizontal type | each |  |  |  |  | MCB’S, ISOLATORS, RCCB’S AND MCB DB’S
1752 | 6 way (4+18), TPN, MCB DB, single door, horizontal type | each |  |  |  |  | MCB’S, ISOLATORS, RCCB’S AND MCB DB’S
1753 | 8 way (4+24), TPN, MCB DB, single door, horizontal type | each |  |  |  |  | MCB’S, ISOLATORS, RCCB’S AND MCB DB’S
1754 | 4 way (4+12), TPN, MCB DB, double door, horizontal type | each | 1679.4 |  |  |  | MCB’S, ISOLATORS, RCCB’S AND MCB DB’S
1755 | 6 way (4+18), TPN, MCB DB, double door, horizontal type | each | 2076 |  |  |  | MCB’S, ISOLATORS, RCCB’S AND MCB DB’S
1756 | 8 way (4+24), TPN, MCB DB, double door, horizontal type | each | 2517 |  |  |  | MCB’S, ISOLATORS, RCCB’S AND MCB DB’S
1757 | 4 way (4+12), TPN, vertical type, MCB DB, single door | each |  |  |  |  | MCB’S, ISOLATORS, RCCB’S AND MCB DB’S
1758 | 8 way (4+24), TPN, vertical type, MCB DB, single door | each |  |  |  |  | MCB’S, ISOLATORS, RCCB’S AND MCB DB’S
1759 | 12 way (4+36), TPN, vertical type, MCB DB, single door | each |  |  |  |  | MCB’S, ISOLATORS, RCCB’S AND MCB DB’S
1760 | 4 way (4+12), TPN, vertical type, MCB DB, double door | each | 3662.51 |  |  |  | MCB’S, ISOLATORS, RCCB’S AND MCB DB’S
1761 | 8 way (4+24), TPN, vertical type, MCB DB, double door | each | 4663.02 |  |  |  | MCB’S, ISOLATORS, RCCB’S AND MCB DB’S
1762 | 12 way (4+36), TPN, vertical type, MCB DB, double door | each | 5975.82 |  |  |  | MCB’S, ISOLATORS, RCCB’S AND MCB DB’S
1763 | 4 way, TPN, vertical type, single door, MCB DB with provision to mount MCCB as incomer. | each |  |  |  |  | MCB’S, ISOLATORS, RCCB’S AND MCB DB’S
1764 | 8 way, TPN, vertical type, single door, MCB DB with provision to mount MCCB as incomer. | each |  |  |  |  | MCB’S, ISOLATORS, RCCB’S AND MCB DB’S
1765 | 12 way, TPN, vertical type, single door, MCB DB with provision to mount MCCB as incomer. | each |  |  |  |  | MCB’S, ISOLATORS, RCCB’S AND MCB DB’S
1771 | 2 + 4 way, SPN, prewired MCB DB with extended loose wire box, single door | each |  |  |  |  | MCB’S, ISOLATORS, RCCB’S AND MCB DB’S
1772 | 2 + 8 way, SPN, prewired MCB DB with extended loose wire box, single door | each |  |  |  |  | MCB’S, ISOLATORS, RCCB’S AND MCB DB’S
1773 | 2 + 12 way, SPN, prewired MCB DB with extended loose wire box, single door | each |  |  |  |  | MCB’S, ISOLATORS, RCCB’S AND MCB DB’S
1774 | 2 + 4 way, SPN, prewired MCB DB with extended loose wire box, double door | each |  |  |  |  | MCB’S, ISOLATORS, RCCB’S AND MCB DB’S
1775 | 2 + 8 way, SPN, prewired MCB DB with extended loose wire box, double door | each |  |  |  |  | MCB’S, ISOLATORS, RCCB’S AND MCB DB’S
1776 | 2 + 12 way, SPN, prewired MCB DB with extended loose wire box, double door | each |  |  |  |  | MCB’S, ISOLATORS, RCCB’S AND MCB DB’S
1779 | 4 way, (4+12) TPN, prewired MCB DB with extended loose wire box, single door | each |  |  |  |  | MCB’S, ISOLATORS, RCCB’S AND MCB DB’S
1780 | 6 way, (4+18) TPN, prewired MCB DB with extended loose wire box, single door | each |  |  |  |  | MCB’S, ISOLATORS, RCCB’S AND MCB DB’S
1781 | 8 way, (4+24) TPN, prewired MCB DB with extended loose wire box, single door | each |  |  |  |  | MCB’S, ISOLATORS, RCCB’S AND MCB DB’S
1782 | 12 way, (4+36) TPN, prewired MCB DB with extended loose wire box, single door | each |  |  |  |  | MCB’S, ISOLATORS, RCCB’S AND MCB DB’S
1783 | 4 way, (4+12) TPN, prewired MCB DB with extended loose wire box, double door | each |  |  |  |  | MCB’S, ISOLATORS, RCCB’S AND MCB DB’S
1784 | 6 way, (4+18) TPN, prewired MCB DB with extended loose wire box, double door | each |  |  |  |  | MCB’S, ISOLATORS, RCCB’S AND MCB DB’S
1785 | 8 way, (4+24) TPN, prewired MCB DB with extended loose wire box, double door | each |  |  |  |  | MCB’S, ISOLATORS, RCCB’S AND MCB DB’S
1786 | 12 way, (4+36) TPN, prewired MCB DB with extended loose wire box, double door | each |  |  |  |  | MCB’S, ISOLATORS, RCCB’S AND MCB DB’S
1787 | 4 way (4+4), TPN, vertical type, prewired, MCB DB with extended loose wire box, single door | each |  |  |  |  | MCB’S, ISOLATORS, RCCB’S AND MCB DB’S
1788 | 6 way (4+6), TPN, vertical type, prewired, MCB DB with extended loose wire box, single door | each |  |  |  |  | MCB’S, ISOLATORS, RCCB’S AND MCB DB’S
1789 | 8 way (4+8), TPN, vertical type, prewired, MCB DB with extended loose wire box, single door | each |  |  |  |  | MCB’S, ISOLATORS, RCCB’S AND MCB DB’S
1790 | 12 way (4+12), TPN, vertical type, prewired, MCB DB with extended loose wire box, single door | each |  |  |  |  | MCB’S, ISOLATORS, RCCB’S AND MCB DB’S
1791 | 4 way (4+4), TPN, vertical type, prewired, MCB DB with extended loose wire box, double door | each |  |  |  |  | MCB’S, ISOLATORS, RCCB’S AND MCB DB’S
1792 | 6 way (4+6), TPN, vertical type, prewired, MCB DB with extended loose wire box, double door | each |  |  |  |  | MCB’S, ISOLATORS, RCCB’S AND MCB DB’S
1793 | 8 way (4+8), TPN, vertical type, prewired, MCB DB with extended loose wire box, double door | each |  |  |  |  | MCB’S, ISOLATORS, RCCB’S AND MCB DB’S
1794 | 12 way (4+12), TPN, vertical type, prewired, MCB DB with extended loose wire box, double door | each |  |  |  |  | MCB’S, ISOLATORS, RCCB’S AND MCB DB’S
BRASS COMPRESSION GLANDS
2101 | Brass compression gland (19 mm) for 2 X 6 sq. mm 1.1 KV grade cable | set | 51.19 |  |  |  | BRASS COMPRESSION GLANDS
2102 | Brass compression gland (19 mm) for 2 X 10 sq. mm 1.1 KV grade cable | set | 51.19 |  |  |  | BRASS COMPRESSION GLANDS
2103 | Brass compression gland for (22 mm) 2 X 16 sq. mm 1.1 KV grade cable | set | 60.43 |  |  |  | BRASS COMPRESSION GLANDS
2104 | Brass compression gland for (22 mm) 2 X 25 sq. mm 1.1 KV grade cable | set | 60.43 |  |  |  | BRASS COMPRESSION GLANDS
2105 | Brass compression gland for (25 mm) 2 X 35 sq. mm 1.1 KV grade cable | set | 86.21 |  |  |  | BRASS COMPRESSION GLANDS
2106 | Brass compression gland for (28 mm) 2 X 50 sq. mm 1.1 KV grade cable | set | 128.68 |  |  |  | BRASS COMPRESSION GLANDS
2107 | Brass compression gland for (22 mm) 3 X 10 sq. mm 1.1 KV grade cable | set | 60.43 |  |  |  | BRASS COMPRESSION GLANDS
2108 | Brass compression gland for (25 mm) 3 X 16 sq. mm 1.1 KV grade cable | set | 86.21 |  |  |  | BRASS COMPRESSION GLANDS
2109 | Brass compression gland for (25 mm) 3 X 25 sq. mm 1.1 KV grade cable | set | 86.21 |  |  |  | BRASS COMPRESSION GLANDS
2110 | Brass compression gland for (28 mm) 3 X 35 sq. mm 1.1 KV grade cable | set | 128.68 |  |  |  | BRASS COMPRESSION GLANDS
2111 | Brass compression gland for (32 mm) 3 X 50 sq. mm 1.1 KV grade cable | set | 130.62 |  |  |  | BRASS COMPRESSION GLANDS
2112 | Brass compression gland for (35 mm) 3 X 70 sq. mm 1.1 KV grade cable | set | 186.27 |  |  |  | BRASS COMPRESSION GLANDS
2113 | Brass compression gland for (38 mm) 3 X 95 sq. mm 1.1 KV grade cable | set | 210.79 |  |  |  | BRASS COMPRESSION GLANDS
2114 | Brass compression gland for (45 mm) 3 X 120 sq. mm 1.1 KV grade cable | set | 248.9 |  |  |  | BRASS COMPRESSION GLANDS
2115 | Brass compression gland for (50 mm) 3 X 150 sq. mm 1.1 KV grade cable | set | 314.74 |  |  |  | BRASS COMPRESSION GLANDS
2116 | Brass compression gland for (57 mm) 3 X 185 sq. mm 1.1 KV grade cable | set | 450.45 |  |  |  | BRASS COMPRESSION GLANDS
2117 | Brass compression gland for (62 mm) 3 X 225 sq. mm 1.1 KV grade cable | set | 556.71 |  |  |  | BRASS COMPRESSION GLANDS
2118 | Brass compression gland for (62 mm) 3 X 240 sq. mm 1.1 KV grade cable | set | 556.71 |  |  |  | BRASS COMPRESSION GLANDS
2119 | Brass compression gland for (70 mm) 3 X 300 sq. mm 1.1 KV grade cable | set | 604.38 |  |  |  | BRASS COMPRESSION GLANDS
2120 | Brass compression gland for (28 mm) 3½ X 25 sq. mm 1.1 KV grade cable | set | 128.68 |  |  |  | BRASS COMPRESSION GLANDS
2121 | Brass compression gland for (32 mm) 3½ X 35 sq. mm 1.1 KV grade cable | set | 130.62 |  |  |  | BRASS COMPRESSION GLANDS
2122 | Brass compression gland for (35 mm) 3½ X 50 sq. mm 1.1 KV grade cable | set | 186.27 |  |  |  | BRASS COMPRESSION GLANDS
2123 | Brass compression gland for (38 mm) 3½ X 70 sq. mm 1.1 KV grade cable | set | 210.79 |  |  |  | BRASS COMPRESSION GLANDS
2124 | Brass compression gland for (45 mm) 3½ X 95 sq. mm 1.1 KV grade cable | set | 248.9 |  |  |  | BRASS COMPRESSION GLANDS
2125 | Brass compression gland for (45 mm) 3½ X 120 sq. mm 1.1 KV grade cable | set | 248.9 |  |  |  | BRASS COMPRESSION GLANDS
2126 | Brass compression gland for (50 mm) 3½ X 150 sq. mm 1.1 KV grade cable | set | 314.74 |  |  |  | BRASS COMPRESSION GLANDS
2127 | Brass compression gland for (57 mm) 3½ X 185 sq. mm 1.1 KV grade cable | set | 450.45 |  |  |  | BRASS COMPRESSION GLANDS
2128 | Brass compression gland for (62 mm) 3½ X 225 sq. mm 1.1 KV grade cable | set | 556.71 |  |  |  | BRASS COMPRESSION GLANDS
2129 | Brass compression gland for (62 mm) 3½ X 240 sq. mm 1.1 KV grade cable | set | 556.71 |  |  |  | BRASS COMPRESSION GLANDS
2130 | Brass compression gland for (70 mm) 3½ X 300 sq. mm 1.1 KV grade cable | set | 604.38 |  |  |  | BRASS COMPRESSION GLANDS
2131 | Brass compression gland for (82 mm) 3½ X 400 sq. mm 1.1 KV grade cable | set | 760.31 |  |  |  | BRASS COMPRESSION GLANDS
2132 | Brass compression gland for (25 mm) 4 X 10 sq. mm 1.1 KV grade cable | set | 86.21 |  |  |  | BRASS COMPRESSION GLANDS
2133 | Brass compression gland for (28 mm) 4 X 16 sq. mm 1.1 KV grade cable | set | 128.68 |  |  |  | BRASS COMPRESSION GLANDS
2134 | Brass compression gland for (28 mm) 4 X 25 sq. mm 1.1 KV grade cable | set | 128.68 |  |  |  | BRASS COMPRESSION GLANDS
2135 | Brass compression gland for (32 mm) 4 X 35 sq. mm 1.1 KV grade cable | set | 130.62 |  |  |  | BRASS COMPRESSION GLANDS
2136 | Brass compression gland for (35 mm) 4 X 50 sq. mm 1.1 KV grade cable | set | 186.27 |  |  |  | BRASS COMPRESSION GLANDS
ALUMINIUM LUGS
2201 | Aluminium lugs for 6 sq. mm cable | each | 1.59 |  |  |  | ALUMINIUM LUGS
2202 | Aluminium lugs for 10 sq. mm cable | each | 2.06 |  |  |  | ALUMINIUM LUGS
2203 | Aluminium lugs for 16 sq. mm cable | each | 2.47 |  |  |  | ALUMINIUM LUGS
2204 | Aluminium lugs for 25 sq. mm cable | each | 3.1 |  |  |  | ALUMINIUM LUGS
2205 | Aluminium lugs for 35 sq. mm cable | each | 4.1 |  |  |  | ALUMINIUM LUGS
2206 | Aluminium lugs for 50 sq. mm cable | each | 6.21 |  |  |  | ALUMINIUM LUGS
2207 | Aluminium lugs for 70 sq. mm cable | each | 9.3 |  |  |  | ALUMINIUM LUGS
2208 | Aluminium lugs for 95 sq. mm cable | each | 10.27 |  |  |  | ALUMINIUM LUGS
2209 | Aluminium lugs for 120 sq. mm cable | each | 14.38 |  |  |  | ALUMINIUM LUGS
2210 | Aluminium lugs for 150 sq. mm cable | each | 18.61 |  |  |  | ALUMINIUM LUGS
2211 | Aluminium lugs for 185 sq. mm cable | each | 23.27 |  |  |  | ALUMINIUM LUGS
2212 | Aluminium lugs for 225 sq. mm cable | each | 32.55 |  |  |  | ALUMINIUM LUGS
2213 | Aluminium lugs for 240 sq. mm cable | each | 39.75 |  |  |  | ALUMINIUM LUGS
2214 | Aluminium lugs for 300 sq. mm cable | each | 55.83 |  |  |  | ALUMINIUM LUGS
2215 | Aluminium lugs for 400 sq. mm cable | each | 80.68 |  |  |  | ALUMINIUM LUGS
MV CABLE JOINTING KITS
2300 | Outdoor cable jointing kit with cast resin compound with lugs for 2 X 16 sq. mm 1.1 KV grade cable | set | 329.18 |  |  |  | MV CABLE JOINTING KITS
2301 | Outdoor cable jointing kit with cast resin compound with lugs for 2 X 25 sq. mm 1.1 KV grade cable | set | 369.08 |  |  |  | MV CABLE JOINTING KITS
2302 | Outdoor cable jointing kit with cast resin compound with lugs for 2 X 35 sq. mm 1.1 KV grade cable | set | 369.08 |  |  |  | MV CABLE JOINTING KITS
2303 | Outdoor cable jointing kit with cast resin compound with lugs for 2 X 50 sq. mm 1.1 KV grade cable | set | 369.08 |  |  |  | MV CABLE JOINTING KITS
2304 | Outdoor cable jointing kit with cast resin compound with lugs for 3 X 16 sq. mm 1.1 KV grade cable | set | 369.08 |  |  |  | MV CABLE JOINTING KITS
2305 | Outdoor cable jointing kit with cast resin compound with lugs for 3 X 25 sq. mm 1.1 KV grade cable | set | 369.08 |  |  |  | MV CABLE JOINTING KITS
2306 | Outdoor cable jointing kit with cast resin compound with lugs for 3 X 35 sq. mm 1.1 KV grade cable | set | 369.08 |  |  |  | MV CABLE JOINTING KITS
2307 | Outdoor cable jointing kit with cast resin compound with lugs for 3 X 50 sq. mm 1.1 KV grade cable | set | 405.83 |  |  |  | MV CABLE JOINTING KITS
2308 | Outdoor cable jointing kit with cast resin compound with lugs for 3 X 70 sq. mm 1.1 KV grade cable | set | 405.83 |  |  |  | MV CABLE JOINTING KITS
2309 | Outdoor cable jointing kit with cast resin compound with lugs for 3 X 95 sq. mm 1.1 KV grade cable | set | 462 |  |  |  | MV CABLE JOINTING KITS
2310 | Outdoor cable jointing kit with cast resin compound with lugs for 3 X 120 sq. mm 1.1 KV grade cable | set | 462 |  |  |  | MV CABLE JOINTING KITS
2311 | Outdoor cable jointing kit with cast resin compound with lugs for 3 X 150 sq. mm 1.1 KV grade cable | set | 462 |  |  |  | MV CABLE JOINTING KITS
2312 | Outdoor cable jointing kit with cast resin compound with lugs for 3 X 185 sq. mm 1.1 KV grade cable | set | 697.73 |  |  |  | MV CABLE JOINTING KITS
2313 | Outdoor cable jointing kit with cast resin compound with lugs for 3 X 225 sq. mm 1.1 KV grade cable | set | 697.73 |  |  |  | MV CABLE JOINTING KITS
2314 | Outdoor cable jointing kit with cast resin compound with lugs for 3 X 240 sq. mm 1.1 KV grade cable | set | 844.2 |  |  |  | MV CABLE JOINTING KITS
2315 | Outdoor cable jointing kit with cast resin compound with lugs for 3 X 300 sq. mm 1.1 KV grade cable | set | 844.2 |  |  |  | MV CABLE JOINTING KITS
2316 | Outdoor cable jointing kit with cast resin compound with lugs for 3½ X 25 sq. mm 1.1 KV grade cable | set | 369.08 |  |  |  | MV CABLE JOINTING KITS
2317 | Outdoor cable jointing kit with cast resin compound with lugs for 3½ X 35 sq. mm 1.1 KV grade cable | set | 405.83 |  |  |  | MV CABLE JOINTING KITS
2318 | Outdoor cable jointing kit with cast resin compound with lugs for 3½ X 50 sq. mm 1.1 KV grade cable | set | 405.83 |  |  |  | MV CABLE JOINTING KITS
2319 | Outdoor cable jointing kit with cast resin compound with lugs for 3½ X 70 sq. mm 1.1 KV grade cable | set | 462 |  |  |  | MV CABLE JOINTING KITS
2320 | Outdoor cable jointing kit with cast resin compound with lugs for 3½ X 95 sq. mm 1.1 KV grade cable | set | 462 |  |  |  | MV CABLE JOINTING KITS
2321 | Outdoor cable jointing kit with cast resin compound with lugs for 3½ X 120 sq. mm 1.1 KV grade cable | set | 462 |  |  |  | MV CABLE JOINTING KITS
2322 | Outdoor cable jointing kit with cast resin compound with lugs for 3½ X 150 sq. mm 1.1 KV grade cable | set | 697.73 |  |  |  | MV CABLE JOINTING KITS
2323 | Outdoor cable jointing kit with cast resin compound with lugs for 3½ X 185 sq. mm 1.1 KV grade cable | set | 697.73 |  |  |  | MV CABLE JOINTING KITS
2324 | Outdoor cable jointing kit with cast resin compound with lugs for 3½ X 225 sq. mm 1.1 KV grade cable | set | 844.2 |  |  |  | MV CABLE JOINTING KITS
2325 | Outdoor cable jointing kit with cast resin compound with lugs for 3½ X 240 sq. mm 1.1 KV grade cable | set | 844.2 |  |  |  | MV CABLE JOINTING KITS
2326 | Outdoor cable jointing kit with cast resin compound with lugs for 3½ X 300 sq. mm 1.1 KV grade cable | set | 844.2 |  |  |  | MV CABLE JOINTING KITS
2327 | Outdoor cable jointing kit with cast resin compound with lugs for 3½ X 400 sq. mm 1.1 KV grade cable | set | 1016.4 |  |  |  | MV CABLE JOINTING KITS
2328 | Outdoor cable jointing kit with cast resin compound with lugs for 4 X 16 sq. mm 1.1 KV grade cable | set | 369.08 |  |  |  | MV CABLE JOINTING KITS
2329 | Outdoor cable jointing kit with cast resin compound with lugs for 4 X 25 sq. mm 1.1 KV grade cable | set | 369.08 |  |  |  | MV CABLE JOINTING KITS
2330 | Outdoor cable jointing kit with cast resin compound with lugs for 4 X 35 sq. mm 1.1 KV grade cable | set | 405.83 |  |  |  | MV CABLE JOINTING KITS
2331 | Outdoor cable jointing kit with cast resin compound with lugs for 4 X 50 sq. mm 1.1 KV grade cable | set | 405.83 |  |  |  | MV CABLE JOINTING KITS
2332 | Straight through cable jointing kit with cast resin compound with ferrules for 2 X 16 sq. mm 1.1 KV grade cable | set | 870.45 |  |  |  | MV CABLE JOINTING KITS
2333 | Straight through cable jointing kit with cast resin compound with ferrules for 2 X 25 sq. mm 1.1 KV grade cable | set | 870.45 |  |  |  | MV CABLE JOINTING KITS
2334 | Straight through cable jointing kit with cast resin compound with ferrules for 2 X 35 sq. mm 1.1 KV grade cable | set | 870.45 |  |  |  | MV CABLE JOINTING KITS
2335 | Straight through cable jointing kit with cast resin compound with ferrules for 2 X 50 sq. mm 1.1 KV grade cable | set | 1016.4 |  |  |  | MV CABLE JOINTING KITS
2336 | Straight through cable jointing kit with cast resin compound with ferrules for 3 X 16 sq. mm 1.1 KV grade cable | set | 1016.4 |  |  |  | MV CABLE JOINTING KITS
2337 | Straight through cable jointing kit with cast resin compound with ferrules for 3 X 25 sq. mm 1.1 KV grade cable | set | 870.45 |  |  |  | MV CABLE JOINTING KITS
2338 | Straight through cable jointing kit with cast resin compound with ferrules for 3 X 35 sq. mm 1.1 KV grade cable | set | 870.45 |  |  |  | MV CABLE JOINTING KITS
2339 | Straight through cable jointing kit with cast resin compound with ferrules for 3 X 50 sq. mm 1.1 KV grade cable | set | 1016.4 |  |  |  | MV CABLE JOINTING KITS
2340 | Straight through cable jointing kit with cast resin compound with ferrules for 3 X 70 sq. mm 1.1 KV grade cable | set | 1215.9 |  |  |  | MV CABLE JOINTING KITS
2341 | Straight through cable jointing kit with cast resin compound with ferrules for 3 X 95 sq. mm 1.1 KV grade cable | set | 1248.98 |  |  |  | MV CABLE JOINTING KITS
2342 | Straight through cable jointing kit with cast resin compound with ferrules for 3 X 120 sq. mm 1.1 KV grade cable | set | 1428.53 |  |  |  | MV CABLE JOINTING KITS
2343 | Straight through cable jointing kit with cast resin compound with ferrules for 3 X 150 sq. mm 1.1 KV grade cable | set | 1428.53 |  |  |  | MV CABLE JOINTING KITS
2344 | Straight through cable jointing kit with cast resin compound with ferrules for 3 X 185 sq. mm 1.1 KV grade cable | set | 1740.38 |  |  |  | MV CABLE JOINTING KITS
2345 | Straight through cable jointing kit with cast resin compound with ferrules for 3 X 225 sq. mm 1.1 KV grade cable | set | 1999.73 |  |  |  | MV CABLE JOINTING KITS
2346 | Straight through cable jointing kit with cast resin compound with ferrules for 3 X 240 sq. mm 1.1 KV grade cable | set | 1999.73 |  |  |  | MV CABLE JOINTING KITS
2347 | Straight through cable jointing kit with cast resin compound with ferrules for 3 X 300 sq. mm 1.1 KV grade cable | set | 2517.38 |  |  |  | MV CABLE JOINTING KITS
2348 | Straight through cable jointing kit with cast resin compound with ferrules for 3½ X 25 sq. mm 1.1 KV grade cable | set | 1016.4 |  |  |  | MV CABLE JOINTING KITS
2349 | Straight through cable jointing kit with cast resin compound with ferrules for 3½ X 35 sq. mm 1.1 KV grade cable | set | 1016.4 |  |  |  | MV CABLE JOINTING KITS
2350 | Straight through cable jointing kit with cast resin compound with ferrules for 3½ X 50 sq. mm 1.1 KV grade cable | set | 1215.9 |  |  |  | MV CABLE JOINTING KITS
2351 | Straight through cable jointing kit with cast resin compound with ferrules for 3½ X 70 sq. mm 1.1 KV grade cable | set | 1227.98 |  |  |  | MV CABLE JOINTING KITS
2352 | Straight through cable jointing kit with cast resin compound with ferrules for 3½ X 95 sq. mm 1.1 KV grade cable | set | 1428.53 |  |  |  | MV CABLE JOINTING KITS
2353 | Straight through cable jointing kit with cast resin compound with ferrules for 3½ X 120 sq. mm 1.1 KV grade cable | set | 1740.38 |  |  |  | MV CABLE JOINTING KITS
2354 | Straight through cable jointing kit with cast resin compound with ferrules for 3½ X 150 sq. mm 1.1 KV grade cable | set | 1740.38 |  |  |  | MV CABLE JOINTING KITS
2355 | Straight through cable jointing kit with cast resin compound with ferrules for 3½ X 185 sq. mm 1.1 KV grade cable | set | 1999.73 |  |  |  | MV CABLE JOINTING KITS
2356 | Straight through cable jointing kit with cast resin compound with ferrules for 3½ X 225 sq. mm 1.1 KV grade cable | set | 2039.63 |  |  |  | MV CABLE JOINTING KITS
2357 | Straight through cable jointing kit with cast resin compound with ferrules for 3½ X 240 sq. mm 1.1 KV grade cable | set | 2517.38 |  |  |  | MV CABLE JOINTING KITS
2358 | Straight through cable jointing kit with cast resin compound with ferrules for 3½ X 300 sq. mm 1.1 KV grade cable | set | 3015.6 |  |  |  | MV CABLE JOINTING KITS
2359 | Straight through cable jointing kit with cast resin compound with ferrules for 3½ X 400 sq. mm 1.1 KV grade cable | set | 1619.1 |  |  |  | MV CABLE JOINTING KITS
2360 | Straight through cable jointing kit with cast resin compound with ferrules for 4 X 16 sq. mm 1.1 KV grade cable | set | 870.45 |  |  |  | MV CABLE JOINTING KITS
2361 | Straight through cable jointing kit with cast resin compound with ferrules for 4 X 25 sq. mm 1.1 KV grade cable | set | 1016.4 |  |  |  | MV CABLE JOINTING KITS
2362 | Straight through cable jointing kit with cast resin compound with ferrules for 4 X 35 sq. mm 1.1 KV grade cable | set | 1016.4 |  |  |  | MV CABLE JOINTING KITS
2363 | Straight through cable jointing kit with cast resin compound with ferrules for 4 X 50 sq. mm 1.1 KV grade cable | set | 1215.9 |  |  |  | MV CABLE JOINTING KITS
2364 | Straight through cable jointing kit with heat shrinkable kit with ferrules for 2 X 16 sq. mm 1.1 KV grade cable | set | 870.45 |  |  |  | MV CABLE JOINTING KITS
2365 | Straight through cable jointing kit with heat shrinkable kit with ferrules for 2 X 25 sq. mm 1.1 KV grade cable | set | 870.45 |  |  |  | MV CABLE JOINTING KITS
2366 | Straight through cable jointing kit with heat shrinkable kit with ferrules for 2 X 35 sq. mm 1.1 KV grade cable | set | 870.45 |  |  |  | MV CABLE JOINTING KITS
2367 | Straight through cable jointing kit with heat shrinkable kit with ferrules for 2 X 50 sq. mm 1.1 KV grade cable | set | 1016.4 |  |  |  | MV CABLE JOINTING KITS
2368 | Straight through cable jointing kit with heat shrinkable kit with ferrules for 3 X 16 sq. mm 1.1 KV grade cable | set | 870.45 |  |  |  | MV CABLE JOINTING KITS
2369 | Straight through cable jointing kit with heat shrinkable kit with ferrules for 3 X 25 sq. mm 1.1 KV grade cable | set | 870.45 |  |  |  | MV CABLE JOINTING KITS
2370 | Straight through cable jointing kit with heat shrinkable kit with ferrules for 3 X 35 sq. mm 1.1 KV grade cable | set | 1016.4 |  |  |  | MV CABLE JOINTING KITS
2371 | Straight through cable jointing kit with heat shrinkable kit with ferrules for 3 X 50 sq. mm 1.1 KV grade cable | set | 1016.4 |  |  |  | MV CABLE JOINTING KITS
2372 | Straight through cable jointing kit with heat shrinkable kit with ferrules for 3 X 70 sq. mm 1.1 KV grade cable | set | 1248.98 |  |  |  | MV CABLE JOINTING KITS
2373 | Straight through cable jointing kit with heat shrinkable kit with ferrules for 3 X 95 sq. mm 1.1 KV grade cable | set | 1428.53 |  |  |  | MV CABLE JOINTING KITS
2374 | Straight through cable jointing kit with heat shrinkable kit with ferrules for 3 X 120 sq. mm 1.1 KV grade cable | set | 1428.53 |  |  |  | MV CABLE JOINTING KITS
2375 | Straight through cable jointing kit with heat shrinkable kit with ferrules for 3 X 150 sq. mm 1.1 KV grade cable | set | 1428.53 |  |  |  | MV CABLE JOINTING KITS
2376 | Straight through cable jointing kit with heat shrinkable kit with ferrules for 3 X 185 sq. mm 1.1 KV grade cable | set | 1740.38 |  |  |  | MV CABLE JOINTING KITS
2377 | Straight through cable jointing kit with heat shrinkable kit with ferrules for 3 X 225 sq. mm 1.1 KV grade cable | set | 1999.73 |  |  |  | MV CABLE JOINTING KITS
2378 | Straight through cable jointing kit with heat shrinkable kit with ferrules for 3 X 240 sq. mm 1.1 KV grade cable | set | 2039.63 |  |  |  | MV CABLE JOINTING KITS
2379 | Straight through cable jointing kit with heat shrinkable kit with ferrules for 3 X 300 sq. mm 1.1 KV grade cable | set | 2517.38 |  |  |  | MV CABLE JOINTING KITS
2380 | Straight through cable jointing kit with heat shrinkable kit with ferrules for 3½ X 25 sq. mm 1.1 KV grade cable | set | 1016.4 |  |  |  | MV CABLE JOINTING KITS
2381 | Straight through cable jointing kit with heat shrinkable kit with ferrules for 3½ X 35 sq. mm 1.1 KV grade cable | set | 1016.4 |  |  |  | MV CABLE JOINTING KITS
2382 | Straight through cable jointing kit with heat shrinkable kit with ferrules for 3½ X 50 sq. mm 1.1 KV grade cable | set | 1215.9 |  |  |  | MV CABLE JOINTING KITS
2383 | Straight through cable jointing kit with heat shrinkable kit with ferrules for 3½ X 70 sq. mm 1.1 KV grade cable | set | 1248.98 |  |  |  | MV CABLE JOINTING KITS
2384 | Straight through cable jointing kit with heat shrinkable kit with ferrules for 3½ X 95 sq. mm 1.1 KV grade cable | set | 1428.53 |  |  |  | MV CABLE JOINTING KITS
2385 | Straight through cable jointing kit with heat shrinkable kit with ferrules for 3½ X 120 sq. mm 1.1 KV grade cable | set | 1740.38 |  |  |  | MV CABLE JOINTING KITS
2386 | Straight through cable jointing kit with heat shrinkable kit with ferrules for 3½ X 150 sq. mm 1.1 KV grade cable | set | 1740.38 |  |  |  | MV CABLE JOINTING KITS
2387 | Straight through cable jointing kit with heat shrinkable kit with ferrules for 3½ X 185 sq. mm 1.1 KV grade cable | set | 1999.73 |  |  |  | MV CABLE JOINTING KITS
2388 | Straight through cable jointing kit with heat shrinkable kit with ferrules for 3½ X 225 sq. mm 1.1 KV grade cable | set | 1999.73 |  |  |  | MV CABLE JOINTING KITS
2389 | Straight through cable jointing kit with heat shrinkable kit with ferrules for 3½ X 240 sq. mm 1.1 KV grade cable | set | 2039.63 |  |  |  | MV CABLE JOINTING KITS
2390 | Straight through cable jointing kit with heat shrinkable kit with ferrules for 3½ X 300 sq. mm 1.1 KV grade cable | set | 2517.38 |  |  |  | MV CABLE JOINTING KITS
2391 | Straight through cable jointing kit with heat shrinkable kit with ferrules for 3½ X 400 sq. mm 1.1 KV grade cable | set | 3719.1 |  |  |  | MV CABLE JOINTING KITS
2392 | Straight through cable jointing kit with heat shrinkable kit with ferrules for 4 X 16 sq. mm 1.1 KV grade cable | set | 870.45 |  |  |  | MV CABLE JOINTING KITS
2393 | Straight through cable jointing kit with heat shrinkable kit with ferrules for 4 X 25 sq. mm 1.1 KV grade cable | set | 1016.4 |  |  |  | MV CABLE JOINTING KITS
2394 | Straight through cable jointing kit with heat shrinkable kit with ferrules for 4 X 35 sq. mm 1.1 KV grade cable | set | 1016.4 |  |  |  | MV CABLE JOINTING KITS
2395 | Straight through cable jointing kit with heat shrinkable kit with ferrules for 4 X 50 sq. mm 1.1 KV grade cable | set | 1215.9 |  |  |  | MV CABLE JOINTING KITS
11 KV & 33 KV CABLE JOINTING KITS
2413 | Indoor cable jointing kit with cast resin compound with lugs for 11 KV grade XLPE cable for 3 core 70 sq. mm. | set | 524.48 |  |  |  | 11 KV & 33 KV CABLE JOINTING KITS
2414 | Indoor cable jointing kit with cast resin compound with lugs for 11 KV grade XLPE cable for 3 core 120 sq. mm. | set | 524.48 |  |  |  | 11 KV & 33 KV CABLE JOINTING KITS
2415 | Indoor cable jointing kit with cast resin compound with lugs for 11 KV grade XLPE cable for 3 core 240 sq. mm. | set | 765.45 |  |  |  | 11 KV & 33 KV CABLE JOINTING KITS
2416 | Indoor cable jointing kit with cast resin compound with lugs for 11 KV grade XLPE cable for 3 core 300 sq. mm. | set | 793.8 |  |  |  | 11 KV & 33 KV CABLE JOINTING KITS
2417 | Outdoor cable jointing kit with cast resin compound with lugs for 11 KV grade XLPE cable for 3 core 70 sq. mm. | set | 1795.5 |  |  |  | 11 KV & 33 KV CABLE JOINTING KITS
2418 | Outdoor cable jointing kit with cast resin compound with lugs for 11 KV grade XLPE cable for 3 core 120 sq. mm. | set | 1819.13 |  |  |  | 11 KV & 33 KV CABLE JOINTING KITS
2419 | Outdoor cable jointing kit with cast resin compound with lugs for 11 KV grade XLPE cable for 3 core 240 sq. mm. | set | 2060.1 |  |  |  | 11 KV & 33 KV CABLE JOINTING KITS
2420 | Outdoor cable jointing kit with cast resin compound with lugs for 11 KV grade XLPE cable for 3 core 300 sq. mm. | set | 2060.1 |  |  |  | 11 KV & 33 KV CABLE JOINTING KITS
2421 | Straight through cable jointing kit with cast resin compound with ferrules for 11 KV grade XLPE cable for 3 core 70 sq. mm. | set | 1408.05 |  |  |  | 11 KV & 33 KV CABLE JOINTING KITS
2422 | Straight through cable jointing kit with cast resin compound with ferrules for 11 KV grade XLPE cable for 3 core 120 sq. mm. | set | 1696.28 |  |  |  | 11 KV & 33 KV CABLE JOINTING KITS
2423 | Straight through cable jointing kit with cast resin compound with ferrules for 11 KV grade XLPE cable for 3 core 240 sq. mm. | set | 2683.8 |  |  |  | 11 KV & 33 KV CABLE JOINTING KITS
2424 | Straight through cable jointing kit with cast resin compound with ferrules for 11 KV grade XLPE cable for 3 core 300 sq. mm. | set | 3179.93 |  |  |  | 11 KV & 33 KV CABLE JOINTING KITS
2437 | Indoor heat shrinkable cable jointing kit with lugs for 11 KV grade XLPE cable for 3 core 70 sq. mm. | set | 3614.63 |  |  |  | 11 KV & 33 KV CABLE JOINTING KITS
2438 | Indoor heat shrinkable cable jointing kit with lugs for 11 KV grade XLPE cable for 3 core 120 sq. mm. | set | 3614.63 |  |  |  | 11 KV & 33 KV CABLE JOINTING KITS
2439 | Indoor heat shrinkable cable jointing kit with lugs for 11 KV grade XLPE cable for 3 core 240 sq. mm. | set | 4752.56 |  |  |  | 11 KV & 33 KV CABLE JOINTING KITS
2440 | Indoor heat shrinkable cable jointing kit with lugs for 11 KV grade XLPE cable for 3 core 300 sq. mm. | set | 4752.56 |  |  |  | 11 KV & 33 KV CABLE JOINTING KITS
2441 | Outdoor heat shrinkable cable jointing kit with lugs for 11 KV grade XLPE cable for 3 core 70 sq. mm. | set | 6470.63 |  |  |  | 11 KV & 33 KV CABLE JOINTING KITS
2442 | Outdoor heat shrinkable cable jointing kit with lugs for 11 KV grade XLPE cable for 3 core 120 sq. mm. | set | 6470.63 |  |  |  | 11 KV & 33 KV CABLE JOINTING KITS
2443 | Outdoor heat shrinkable cable jointing kit with lugs for 11 KV grade XLPE cable for 3 core 240 sq. mm. | set | 7340.81 |  |  |  | 11 KV & 33 KV CABLE JOINTING KITS
2444 | Outdoor heat shrinkable cable jointing kit with lugs for 11 KV grade XLPE cable for 3 core 300 sq. mm. | set | 7340.81 |  |  |  | 11 KV & 33 KV CABLE JOINTING KITS
2445 | Straight through heat shrinkable cable jointing kit with ferrules for 11 KV grade XLPE cable for 3 core 70 sq. mm. | set | 7318.5 |  |  |  | 11 KV & 33 KV CABLE JOINTING KITS
2446 | Straight through heat shrinkable cable jointing kit with ferrules for 11 KV grade XLPE cable for 3 core 120 sq. mm. | set | 7925.4 |  |  |  | 11 KV & 33 KV CABLE JOINTING KITS
2447 | Straight through heat shrinkable cable jointing kit with ferrules for 11 KV grade XLPE cable for 3 core 240 sq. mm. | set | 8353.8 |  |  |  | 11 KV & 33 KV CABLE JOINTING KITS
2448 | Straight through heat shrinkable cable jointing kit with ferrules for 11 KV grade XLPE cable for 3 core 300 sq. mm. | set | 8353.8 |  |  |  | 11 KV & 33 KV CABLE JOINTING KITS
2528 | Indoor heat shrinkable cable jointing kit with lugs for 33 KV grade XLPE cable for 3 core 70 sq. mm. | set | 8523.38 |  |  |  | 11 KV & 33 KV CABLE JOINTING KITS
2529 | Indoor heat shrinkable cable jointing kit with lugs for 33 KV grade XLPE cable for 3 core 120 sq. mm. | set | 11651.59 |  |  |  | 11 KV & 33 KV CABLE JOINTING KITS
2530 | Indoor heat shrinkable cable jointing kit with lugs for 33 KV grade XLPE cable for 3 core 240 sq. mm. | set | 12553.01 |  |  |  | 11 KV & 33 KV CABLE JOINTING KITS
2531 | Outdoor heat shrinkable cable jointing kit with lugs for 33 KV grade XLPE cable for 3 core 70 sq. mm. | set | 12923.4 |  |  |  | 11 KV & 33 KV CABLE JOINTING KITS
2532 | Outdoor heat shrinkable cable jointing kit with lugs for 33 KV grade XLPE cable for 3 core 120 sq. mm. | set | 15520.58 |  |  |  | 11 KV & 33 KV CABLE JOINTING KITS
2533 | Outdoor heat shrinkable cable jointing kit with lugs for 33 KV grade XLPE cable for 3 core 240 sq. mm. | set | 17466.23 |  |  |  | 11 KV & 33 KV CABLE JOINTING KITS
2534 | Straight through heat shrinkable cable jointing kit with ferrules for 33 KV grade XLPE cable for 3 core 70 sq. mm. | set | 20527.5 |  |  |  | 11 KV & 33 KV CABLE JOINTING KITS
2535 | Straight through heat shrinkable cable jointing kit with ferrules for 33 KV grade XLPE cable for 3 core 120 sq. mm. | set | 25967.29 |  |  |  | 11 KV & 33 KV CABLE JOINTING KITS
2536 | Straight through heat shrinkable cable jointing kit with ferrules for 33 KV grade XLPE cable for 3 core 240 sq. mm. | set | 36369.38 |  |  |  | 11 KV & 33 KV CABLE JOINTING KITS
OVER HEAD LINE ACCESSORIES
2601 | Stay rod (1.8 M long, 19/20 mm dia.) with anchor plate 45 cm X 45 cm X 7.5 mm complete with thimble etc. | set | 540 |  |  |  | OVER HEAD LINE ACCESSORIES
2602 | Stay wire ( 7/4.00 mm dia.) | kg | 46.8 |  |  |  | OVER HEAD LINE ACCESSORIES
2603 | Stay wire ( 7/3.15 mm dia.) | kg | 46.8 |  |  |  | OVER HEAD LINE ACCESSORIES
2604 | Turn buckle ( 20 mm X 60 cm ) | each | 198 |  |  |  | OVER HEAD LINE ACCESSORIES
2605 | Strain insulator | each | 27 |  |  |  | OVER HEAD LINE ACCESSORIES
2606 | Bow tightner | each | 19.8 |  |  |  | OVER HEAD LINE ACCESSORIES
2607 | Shackle insulator ( 75 mm X 90 mm ) with G.I. bolts and nuts | set | 36.45 |  |  |  | OVER HEAD LINE ACCESSORIES
2608 | Shackle insulator ( 100 mm X 110 mm ) with G.I. bolts and nuts | set | 63 |  |  |  | OVER HEAD LINE ACCESSORIES
2609 | Pin insulator ( 100 mm X 65 mm ) with G.I. spindle and nuts | set | 34.2 |  |  |  | OVER HEAD LINE ACCESSORIES
2610 | Pin insulator ( 100 mm X 80 mm ) with G.I. spindle and nuts | set | 36 |  |  |  | OVER HEAD LINE ACCESSORIES
2611 | MV horn gap lightning arrestor with pin insulator ( 100 mm X 65 mm ), spindle and brass metal parts etc. | set | 99 |  |  |  | OVER HEAD LINE ACCESSORIES
2615 | 15 amps aerial fuse complete with porcelain tube as required | each | 16.2 |  |  |  | OVER HEAD LINE ACCESSORIES
2616 | 30 amps aerial fuse complete with porcelain tube as required | each | 25.2 |  |  |  | OVER HEAD LINE ACCESSORIES
2618 | Stay clamp | set | 63 |  |  |  | OVER HEAD LINE ACCESSORIES
2619 | Brace ( 50 mm X 50 mm X 6 mm angle iron ) | metre | 211.5 |  |  |  | OVER HEAD LINE ACCESSORIES
2620 | Angle iron bracket ( 50 mm X 50 mm X 6 mm ) 65 cm long | each | 139.5 |  |  |  | OVER HEAD LINE ACCESSORIES
2623 | Eye hook | each | 29.7 |  |  |  | OVER HEAD LINE ACCESSORIES
2624 | Guy clamp | each | 67.5 |  |  |  | OVER HEAD LINE ACCESSORIES
2635 | D' iron clamp (with coach screws) | each | 76.5 |  |  |  | OVER HEAD LINE ACCESSORIES
2643 | Strain insulator 11 KV | each | 23 |  |  |  | OVER HEAD LINE ACCESSORIES
2644 | Strain insulator 33 KV | each | 34 |  |  |  | OVER HEAD LINE ACCESSORIES
2645 | 11 KV pin insulator with pin washers and nuts | set | 113 |  |  |  | OVER HEAD LINE ACCESSORIES
2646 | 11 KV disc insulator | set | 506 |  |  |  | OVER HEAD LINE ACCESSORIES
2647 | Galvanised insulator hardware fitting ball and socket type with strain clamps, bolts, nuts and washers | set | 148.5 |  |  |  | OVER HEAD LINE ACCESSORIES
2648 | 33 KV pin insulator with pin washers and nuts | set | 506 |  |  |  | OVER HEAD LINE ACCESSORIES
2649 | Galvanised insulator hardware fitting ball and socket type with strain clamps, bolts, nuts and washers for 3 Nos 11 KV disk insulator | set | 433.8 |  |  |  | OVER HEAD LINE ACCESSORIES
2650 | 3 piece lightning arrestor set for 11 KV O.H. lines complete with G.I. clamps bolts and nuts with washers | set | 1800 |  |  |  | OVER HEAD LINE ACCESSORIES
2651 | Single piece lightning arrestor set for 33 KV O.H. lines complete with G.I. clamps bolts and nuts with washers | set | 15750 |  |  |  | OVER HEAD LINE ACCESSORIES
2665 | G.I. strap for shackle insulator | set | 54 |  |  |  | OVER HEAD LINE ACCESSORIES
CABLE TRAYS PRE PAINTED WITH POWDER COATING
2701 | MS perforated cable tray painted with powder coating 100 X 50 X 1.6 mm | metre | 140.63 |  |  |  | CABLE TRAYS PRE PAINTED WITH POWDER COATING
2702 | MS perforated cable tray painted with powder coating 150 X 50 X 1.6 mm | metre | 174.38 |  |  |  | CABLE TRAYS PRE PAINTED WITH POWDER COATING
2703 | MS perforated cable tray painted with powder coating 225 X 50 X 1.6 mm | metre | 227.25 |  |  |  | CABLE TRAYS PRE PAINTED WITH POWDER COATING
2704 | MS perforated cable tray painted with powder coating 300 X 50 X 1.6 mm | metre | 279 |  |  |  | CABLE TRAYS PRE PAINTED WITH POWDER COATING
2705 | MS perforated cable tray painted with powder coating 375 X 50 X 2 mm | metre | 401.63 |  |  |  | CABLE TRAYS PRE PAINTED WITH POWDER COATING
2706 | MS perforated cable tray painted with powder coating 450 X 50 X 2 mm | metre | 464.63 |  |  |  | CABLE TRAYS PRE PAINTED WITH POWDER COATING
2707 | MS perforated cable tray painted with powder coating 600 X 50 X 2 mm | metre | 590.63 |  |  |  | CABLE TRAYS PRE PAINTED WITH POWDER COATING
2708 | MS perforated cable tray painted with powder coating 300 X 62.5 X 2 mm | metre | 360 |  |  |  | CABLE TRAYS PRE PAINTED WITH POWDER COATING
2709 | MS perforated cable tray painted with powder coating 375 X 62.5 X 2 mm | metre | 421.88 |  |  |  | CABLE TRAYS PRE PAINTED WITH POWDER COATING
2710 | MS perforated cable tray painted with powder coating 450 X 62.5 X 2 mm | metre | 486 |  |  |  | CABLE TRAYS PRE PAINTED WITH POWDER COATING
2711 | MS perforated cable tray painted with powder coating 600 X 62.5 X 2 mm | metre | 613.13 |  |  |  | CABLE TRAYS PRE PAINTED WITH POWDER COATING
2712 | MS perforated cable tray painted with powder coating 750 X 62.5 X 2 mm | metre | 759.38 |  |  |  | CABLE TRAYS PRE PAINTED WITH POWDER COATING
2713 | MS perforated cable tray painted with powder coating 900 X 62.5 X 2 mm | metre | 888.75 |  |  |  | CABLE TRAYS PRE PAINTED WITH POWDER COATING
2714 | MS perforated cable tray painted with powder coating 600 X 75 X 2 mm | metre | 632.25 |  |  |  | CABLE TRAYS PRE PAINTED WITH POWDER COATING
2715 | MS perforated cable tray painted with powder coating 750 X 75 X 2 mm | metre | 781.88 |  |  |  | CABLE TRAYS PRE PAINTED WITH POWDER COATING
2716 | MS perforated cable tray painted with powder coating 900 X 75 X 2 mm | metre | 911.25 |  |  |  | CABLE TRAYS PRE PAINTED WITH POWDER COATING
2717 | MS perforated cable tray Connector 100 X 50 X 1.6 mm | each | 26.85 |  |  |  | CABLE TRAYS PRE PAINTED WITH POWDER COATING
2718 | MS perforated cable tray Connector 150 X 50 X 1.6 mm | each | 34.65 |  |  |  | CABLE TRAYS PRE PAINTED WITH POWDER COATING
2719 | MS perforated cable tray Connector 225 X 50 X 1.6 mm | each | 35.52 |  |  |  | CABLE TRAYS PRE PAINTED WITH POWDER COATING
2720 | MS perforated cable tray Connector 300 X 50 X 1.6 mm | each | 35.52 |  |  |  | CABLE TRAYS PRE PAINTED WITH POWDER COATING
2721 | MS perforated cable tray Connector 375 X 50 X 2 mm | each | 38.98 |  |  |  | CABLE TRAYS PRE PAINTED WITH POWDER COATING
2722 | MS perforated cable tray Connector 450 X 50 X 2 mm | each | 45.91 |  |  |  | CABLE TRAYS PRE PAINTED WITH POWDER COATING
2723 | MS perforated cable tray Connector 600 X 50 X 2 mm | each | 50.25 |  |  |  | CABLE TRAYS PRE PAINTED WITH POWDER COATING
2724 | MS perforated cable tray Connector 300 X 62.5 X 2 mm | each | 38.98 |  |  |  | CABLE TRAYS PRE PAINTED WITH POWDER COATING
2725 | MS perforated cable tray Connector 375 X 62.5 X 2 mm | each | 45.05 |  |  |  | CABLE TRAYS PRE PAINTED WITH POWDER COATING
2726 | MS perforated cable tray Connector 450 X 62.5 X 2 mm | each | 49.38 |  |  |  | CABLE TRAYS PRE PAINTED WITH POWDER COATING
2727 | MS perforated cable tray Connector 600 X 62.5 X 2 mm | each | 54.14 |  |  |  | CABLE TRAYS PRE PAINTED WITH POWDER COATING
2728 | MS perforated cable tray Connector 750 X 62.5 X 2 mm | each | 60.2 |  |  |  | CABLE TRAYS PRE PAINTED WITH POWDER COATING
2729 | MS perforated cable tray Connector 900 X 62.5 X 2 mm | each | 63.24 |  |  |  | CABLE TRAYS PRE PAINTED WITH POWDER COATING
2733 | MS perforated cable tray Bend 100 X 50 X 1.6 mm | each | 354.38 |  |  |  | CABLE TRAYS PRE PAINTED WITH POWDER COATING
2734 | MS perforated cable tray Bend 150 X 50 X 1.6 mm | each | 438.75 |  |  |  | CABLE TRAYS PRE PAINTED WITH POWDER COATING
2735 | MS perforated cable tray Bend 225 X 50 X 1.6 mm | each | 568.13 |  |  |  | CABLE TRAYS PRE PAINTED WITH POWDER COATING
2736 | MS perforated cable tray Bend 300 X 50 X 1.6 mm | each | 697.5 |  |  |  | CABLE TRAYS PRE PAINTED WITH POWDER COATING
2737 | MS perforated cable tray Bend 375 X 50 X 2 mm | each | 1006.88 |  |  |  | CABLE TRAYS PRE PAINTED WITH POWDER COATING
2738 | MS perforated cable tray Bend 450 X 50 X 2 mm | each | 1164.38 |  |  |  | CABLE TRAYS PRE PAINTED WITH POWDER COATING
2739 | MS perforated cable tray Bend 600 X 50 X 2 mm | each | 1479.38 |  |  |  | CABLE TRAYS PRE PAINTED WITH POWDER COATING
2740 | MS perforated cable tray Bend 300 X 62.5 X 2 mm | each | 900 |  |  |  | CABLE TRAYS PRE PAINTED WITH POWDER COATING
2741 | MS perforated cable tray Bend 375 X 62.5 X 2 mm | each | 1057.5 |  |  |  | CABLE TRAYS PRE PAINTED WITH POWDER COATING
2742 | MS perforated cable tray Bend 450 X 62.5 X 2 mm | each | 1215 |  |  |  | CABLE TRAYS PRE PAINTED WITH POWDER COATING
2743 | MS perforated cable tray Bend 600 X 62.5 X 2 mm | each | 1535.63 |  |  |  | CABLE TRAYS PRE PAINTED WITH POWDER COATING
2744 | MS perforated cable tray Bend 750 X 62.5 X 2 mm | each | 1901.25 |  |  |  | CABLE TRAYS PRE PAINTED WITH POWDER COATING
2745 | MS perforated cable tray Bend 900 X 62.5 X 2 mm | each | 2221.88 |  |  |  | CABLE TRAYS PRE PAINTED WITH POWDER COATING
2746 | MS perforated cable tray Bend 600 X 75 X 2 mm | each | 1580.63 |  |  |  | CABLE TRAYS PRE PAINTED WITH POWDER COATING
2747 | MS perforated cable tray Bend 750 X 75 X 2 mm | each | 1957.5 |  |  |  | CABLE TRAYS PRE PAINTED WITH POWDER COATING
2748 | MS perforated cable tray Bend 900 X 75 X 2 mm | each | 2278.13 |  |  |  | CABLE TRAYS PRE PAINTED WITH POWDER COATING
2749 | MS perforated cable tray Reducer 100 X 50 X 1.6 mm | each | 402.81 |  |  |  | CABLE TRAYS PRE PAINTED WITH POWDER COATING
2750 | MS perforated cable tray Reducer 150 X 50 X 1.6 mm | each | 490.3 |  |  |  | CABLE TRAYS PRE PAINTED WITH POWDER COATING
2751 | MS perforated cable tray Reducer 225 X 50 X 1.6 mm | each | 648.82 |  |  |  | CABLE TRAYS PRE PAINTED WITH POWDER COATING
2752 | MS perforated cable tray Reducer 300 X 50 X 1.6 mm | each | 805.62 |  |  |  | CABLE TRAYS PRE PAINTED WITH POWDER COATING
2753 | MS perforated cable tray Reducer 375 X 50 X 2 mm | each | 1024.77 |  |  |  | CABLE TRAYS PRE PAINTED WITH POWDER COATING
2754 | MS perforated cable tray Reducer 450 X 50 X 2 mm | each | 1198.02 |  |  |  | CABLE TRAYS PRE PAINTED WITH POWDER COATING
2755 | MS perforated cable tray Reducer 600 X 50 X 2 mm | each | 1491.69 |  |  |  | CABLE TRAYS PRE PAINTED WITH POWDER COATING
2756 | MS perforated cable tray Reducer 300 X 62.5 X 2 mm | each | 918.23 |  |  |  | CABLE TRAYS PRE PAINTED WITH POWDER COATING
2757 | MS perforated cable tray Reducer 375 X 62.5 X 2 mm | each | 1080.21 |  |  |  | CABLE TRAYS PRE PAINTED WITH POWDER COATING
2758 | MS perforated cable tray Reducer 450 X 62.5 X 2 mm | each | 1243.94 |  |  |  | CABLE TRAYS PRE PAINTED WITH POWDER COATING
2759 | MS perforated cable tray Reducer 600 X 62.5 X 2 mm | each | 1573.11 |  |  |  | CABLE TRAYS PRE PAINTED WITH POWDER COATING
2760 | MS perforated cable tray Reducer 750 X 62.5 X 2 mm | each | 1868.82 |  |  |  | CABLE TRAYS PRE PAINTED WITH POWDER COATING
2761 | MS perforated cable tray Reducer 900 X 62.5 X 2 mm | each | 2230.59 |  |  |  | CABLE TRAYS PRE PAINTED WITH POWDER COATING
2762 | MS perforated cable tray Reducer 600 X 75 X 2 mm | each | 1626.82 |  |  |  | CABLE TRAYS PRE PAINTED WITH POWDER COATING
2763 | MS perforated cable tray Reducer 750 X 75 X 2 mm | each | 1915.28 |  |  |  | CABLE TRAYS PRE PAINTED WITH POWDER COATING
2764 | MS perforated cable tray Reducer 900 X 75 X 2 mm | each | 2284.3 |  |  |  | CABLE TRAYS PRE PAINTED WITH POWDER COATING
2765 | MS perforated cable tray Tee 100 X 50 X 1.6 mm | each | 421.88 |  |  |  | CABLE TRAYS PRE PAINTED WITH POWDER COATING
2766 | MS perforated cable tray Tee 150 X 50 X 1.6 mm | each | 523.13 |  |  |  | CABLE TRAYS PRE PAINTED WITH POWDER COATING
2767 | MS perforated cable tray Tee 225 X 50 X 1.6 mm | each | 680.63 |  |  |  | CABLE TRAYS PRE PAINTED WITH POWDER COATING
2768 | MS perforated cable tray Tee 300 X 50 X 1.6 mm | each | 838.13 |  |  |  | CABLE TRAYS PRE PAINTED WITH POWDER COATING
2769 | MS perforated cable tray Tee 375 X 50 X 2 mm | each | 1203.75 |  |  |  | CABLE TRAYS PRE PAINTED WITH POWDER COATING
2770 | MS perforated cable tray Tee 450 X 50 X 2 mm | each | 1395 |  |  |  | CABLE TRAYS PRE PAINTED WITH POWDER COATING
2771 | MS perforated cable tray Tee 600 X 50 X 2 mm | each | 1771.88 |  |  |  | CABLE TRAYS PRE PAINTED WITH POWDER COATING
2772 | MS perforated cable tray Tee 300 X 62.5 X 2 mm | each | 1080 |  |  |  | CABLE TRAYS PRE PAINTED WITH POWDER COATING
2773 | MS perforated cable tray Tee 375 X 62.5 X 2 mm | each | 1265.63 |  |  |  | CABLE TRAYS PRE PAINTED WITH POWDER COATING
2774 | MS perforated cable tray Tee 450 X 62.5 X 2 mm | each | 1456.88 |  |  |  | CABLE TRAYS PRE PAINTED WITH POWDER COATING
2775 | MS perforated cable tray Tee 600 X 62.5 X 2 mm | each | 1839.38 |  |  |  | CABLE TRAYS PRE PAINTED WITH POWDER COATING
2776 | MS perforated cable tray Tee 750 X 62.5 X 2 mm | each | 2278.13 |  |  |  | CABLE TRAYS PRE PAINTED WITH POWDER COATING
2777 | MS perforated cable tray Tee 900 X 62.5 X 2 mm | each | 2666.25 |  |  |  | CABLE TRAYS PRE PAINTED WITH POWDER COATING
2778 | MS perforated cable tray Tee 600 X 75 X 2 mm | each | 1901.25 |  |  |  | CABLE TRAYS PRE PAINTED WITH POWDER COATING
2779 | MS perforated cable tray Tee 750 X 75 X 2 mm | each | 2317.5 |  |  |  | CABLE TRAYS PRE PAINTED WITH POWDER COATING
2780 | MS perforated cable tray Tee 900 X 75 X 2 mm | each | 2729.25 |  |  |  | CABLE TRAYS PRE PAINTED WITH POWDER COATING
2781 | MS perforated cable tray Cross member 100 X 50 X 1.6 mm | each | 421.88 |  |  |  | CABLE TRAYS PRE PAINTED WITH POWDER COATING
2782 | MS perforated cable tray Cross member 150 X 50 X 1.6 mm | each | 523.13 |  |  |  | CABLE TRAYS PRE PAINTED WITH POWDER COATING
2783 | MS perforated cable tray Cross member 225 X 50 X 1.6 mm | each | 680.63 |  |  |  | CABLE TRAYS PRE PAINTED WITH POWDER COATING
2784 | MS perforated cable tray Cross member 300 X 50 X 1.6 mm | each | 838.13 |  |  |  | CABLE TRAYS PRE PAINTED WITH POWDER COATING
2785 | MS perforated cable tray Cross member 375 X 50 X 2 mm | each | 1203.75 |  |  |  | CABLE TRAYS PRE PAINTED WITH POWDER COATING
2786 | MS perforated cable tray Cross member 450 X 50 X 2 mm | each | 1395 |  |  |  | CABLE TRAYS PRE PAINTED WITH POWDER COATING
2787 | MS perforated cable tray Cross member 600 X 50 X 2 mm | each | 1771.88 |  |  |  | CABLE TRAYS PRE PAINTED WITH POWDER COATING
2788 | MS perforated cable tray Cross member 300 X 62.5 X 2 mm | each | 1080 |  |  |  | CABLE TRAYS PRE PAINTED WITH POWDER COATING
2789 | MS perforated cable tray Cross member 375 X 62.5 X 2 mm | each | 1265.63 |  |  |  | CABLE TRAYS PRE PAINTED WITH POWDER COATING
2790 | MS perforated cable tray Cross member 450 X 62.5 X 2 mm | each | 1456.88 |  |  |  | CABLE TRAYS PRE PAINTED WITH POWDER COATING
2791 | MS perforated cable tray Cross member 600 X 62.5 X 2 mm | each | 1839.38 |  |  |  | CABLE TRAYS PRE PAINTED WITH POWDER COATING
2792 | MS perforated cable tray Cross member 750 X 62.5 X 2 mm | each | 2278.13 |  |  |  | CABLE TRAYS PRE PAINTED WITH POWDER COATING
2793 | MS perforated cable tray Cross member 900 X 62.5 X 2 mm | each | 2666.25 |  |  |  | CABLE TRAYS PRE PAINTED WITH POWDER COATING
2794 | MS perforated cable tray Cross member 600 X 75 X 2 mm | each | 1901.25 |  |  |  | CABLE TRAYS PRE PAINTED WITH POWDER COATING
2795 | MS perforated cable tray Cross member 750 X 75 X 2 mm | each | 2317.5 |  |  |  | CABLE TRAYS PRE PAINTED WITH POWDER COATING
2796 | MS perforated cable tray Cross member 900 X 75 X 2 mm | each | 2729.25 |  |  |  | CABLE TRAYS PRE PAINTED WITH POWDER COATING
ANGLE/FLAT IRAON AND STEEL SHEET
2801 | MS Suspender 6 mm dia 0.75m long | each | 21 |  |  |  | ANGLE/FLAT IRAON AND STEEL SHEET
2802 | MS Suspender 8 mm dia 0.75m long | each | 25.52 |  |  |  | ANGLE/FLAT IRAON AND STEEL SHEET
2803 | MS Suspender 10 mm dia 0.75m long | each | 35.91 |  |  |  | ANGLE/FLAT IRAON AND STEEL SHEET
2804 | 25 mm X 25 mm X 3 mm angle iron | kg | 37.8 |  |  |  | ANGLE/FLAT IRAON AND STEEL SHEET
2805 | 35 mm X 35 mm X 4 mm angle iron | kg | 37.8 |  |  |  | ANGLE/FLAT IRAON AND STEEL SHEET
2806 | 35 mm X 35 mm X 5 mm angle iron | kg | 37.8 |  |  |  | ANGLE/FLAT IRAON AND STEEL SHEET
2807 | 50 mm X 50 mm X 6 mm angle iron | kg | 37.8 |  |  |  | ANGLE/FLAT IRAON AND STEEL SHEET
2808 | 65 mm X 65 mm X 6 mm angle iron | kg | 37.8 |  |  |  | ANGLE/FLAT IRAON AND STEEL SHEET
2809 | 20/25 mm X 3 mm flat iron | kg | 37.8 |  |  |  | ANGLE/FLAT IRAON AND STEEL SHEET
2810 | 25 mm X 4 mm flat iron | kg | 37.8 |  |  |  | ANGLE/FLAT IRAON AND STEEL SHEET
2811 | 25 mm X 6 mm flat iron | kg | 37.8 |  |  |  | ANGLE/FLAT IRAON AND STEEL SHEET
2812 | 40 mm X 3 mm flat iron | kg | 37.8 |  |  |  | ANGLE/FLAT IRAON AND STEEL SHEET
2813 | 50 mm X 6 mm flat iron | kg | 37.8 |  |  |  | ANGLE/FLAT IRAON AND STEEL SHEET
2814 | 50 mm X 8 mm flat iron | kg | 37.8 |  |  |  | ANGLE/FLAT IRAON AND STEEL SHEET
2815 | 100 mm X 50 mm X 6 mm channel iron ( 9.56 kg/ mtr) | kg | 37.8 |  |  |  | ANGLE/FLAT IRAON AND STEEL SHEET
2816 | 75 mm X 40 mm X 6 mm channel iron ( 7.14 kg/ mtr) | kg | 37.8 |  |  |  | ANGLE/FLAT IRAON AND STEEL SHEET
2817 | 1.6 mm thick M.S. sheet | kg | 42.53 |  |  |  | ANGLE/FLAT IRAON AND STEEL SHEET
2818 | 3 mm thick M.S. sheet | kg | 42.53 |  |  |  | ANGLE/FLAT IRAON AND STEEL SHEET
GI AND RCC PIPE
2819 | 20 mm dia G.I. Pipe (light class) | metre | 88.13 |  |  |  | GI AND RCC PIPE
2820 | 32 mm dia G.I. Pipe (light class) | metre | 152.25 |  |  |  | GI AND RCC PIPE
2821 | 50 mm dia G.I. Pipe (light class) | metre | 239 |  |  |  | GI AND RCC PIPE
2822 | 80 mm dia G.I. Pipe (light class) | metre | 380.36 |  |  |  | GI AND RCC PIPE
2823 | 100 mm dia G.I. Pipe (light class) | metre | 531.26 |  |  |  | GI AND RCC PIPE
2824 | 15 mm dia. G.I. pipe (medium class) | metre | 76.24 |  |  |  | GI AND RCC PIPE
2825 | 20 mm dia. G.I. pipe (medium class) | metre | 96.19 |  |  |  | GI AND RCC PIPE
2826 | 40 mm dia. G.I. pipe (medium class) | metre | 207.95 |  |  |  | GI AND RCC PIPE
2827 | 15 mm dia. G.I. pipe (heavy class) | metre | 87.46 |  |  |  | GI AND RCC PIPE
2828 | 20 mm dia. G.I. pipe (heavy class) | metre | 112.75 |  |  |  | GI AND RCC PIPE
2829 | Check nut 20mm | each | 4 |  |  |  | GI AND RCC PIPE
2831 | 32 mm dia. G.I. pipe (medium class) | metre | 178.79 |  |  |  | GI AND RCC PIPE
2832 | 50 mm dia. G.I. pipe (medium class) | metre | 276.86 |  |  |  | GI AND RCC PIPE
2833 | 80 mm dia. G.I. pipe (medium class) | metre | 452.38 |  |  |  | GI AND RCC PIPE
2834 | 100 mm dia. G.I. pipe (medium class) | metre | 655.39 |  |  |  | GI AND RCC PIPE
2835 | 150 mm dia. G.I. pipe (medium class) | metre | 1031.89 |  |  |  | GI AND RCC PIPE
2836 | 40 mm to 20 mm reducer | each | 29 |  |  |  | GI AND RCC PIPE
2837 | Nipple 50 mm dia | each | 51.98 |  |  |  | GI AND RCC PIPE
2838 | 40 mm dia. G.I. bend (medium class) | each | 51.45 |  |  |  | GI AND RCC PIPE
2839 | 50 mm dia. G.I. bend (medium class) | each | 90 |  |  |  | GI AND RCC PIPE
2841 | 100 mm dia RCC pipe NP2 class | metre | 141.75 |  |  |  | GI AND RCC PIPE
2842 | 150 mm dia RCC pipe NP2 class | metre | 162 |  |  |  | GI AND RCC PIPE
2843 | 250 mm dia RCC pipe NP2 class | metre | 197 |  |  |  | GI AND RCC PIPE
2844 | 300 mm dia RCC pipe NP2 class | metre | 274 |  |  |  | GI AND RCC PIPE
2845 | 100 mm dia RCC collar NP2 class | each | 21 |  |  |  | GI AND RCC PIPE
2846 | 150 mm dia RCC collar NP2 class | each | 26 |  |  |  | GI AND RCC PIPE
2847 | 250 mm dia RCC collar NP2 class | each | 42 |  |  |  | GI AND RCC PIPE
2848 | 300 mm dia RCC collar NP2 class | each | 51 |  |  |  | GI AND RCC PIPE
SCREWS, NUT BOTS AND OTHER ACCESSORIES
2851 | Al. Alloy/ cadmium plated iron screws, 20 mm | each | 0.4 |  |  |  | SCREWS, NUT BOTS AND OTHER ACCESSORIES
2852 | Iron screws, 35 mm X 6 mm | each | 0.95 |  |  |  | SCREWS, NUT BOTS AND OTHER ACCESSORIES
2853 | Iron screws, 40 mm X 6 mm | each | 0.95 |  |  |  | SCREWS, NUT BOTS AND OTHER ACCESSORIES
2854 | Iron screws, 45 mm X 6 mm | each | 1 |  |  |  | SCREWS, NUT BOTS AND OTHER ACCESSORIES
2855 | Steel fastener 6 mm X 75 mm | each | 5 |  |  |  | SCREWS, NUT BOTS AND OTHER ACCESSORIES
2856 | Steel fastener 8 mm X 75 mm | each | 7 |  |  |  | SCREWS, NUT BOTS AND OTHER ACCESSORIES
2857 | PVC fastener 40mm long | each | 0.28 |  |  |  | SCREWS, NUT BOTS AND OTHER ACCESSORIES
2858 | PVC clip for fixing cable | each | 0.1 |  |  |  | SCREWS, NUT BOTS AND OTHER ACCESSORIES
2859 | Rubber/ PVC bushes | each | 0.5 |  |  |  | SCREWS, NUT BOTS AND OTHER ACCESSORIES
2860 | 6 mm dia rivet/ stud/ bolts and nuts | each | 3 |  |  |  | SCREWS, NUT BOTS AND OTHER ACCESSORIES
2861 | 25mm X 3mm bolts & nuts | each | 2 |  |  |  | SCREWS, NUT BOTS AND OTHER ACCESSORIES
2862 | 32mm X 8mm bolts & nuts | each | 4 |  |  |  | SCREWS, NUT BOTS AND OTHER ACCESSORIES
2863 | 38mm X 10mm bolts & nuts | each | 7 |  |  |  | SCREWS, NUT BOTS AND OTHER ACCESSORIES
2864 | 38 mm X 7 mm, bolts and nuts | each | 5 |  |  |  | SCREWS, NUT BOTS AND OTHER ACCESSORIES
2865 | 15 mm long X 6 mm dia G.I. bolts and nuts | each | 4 |  |  |  | SCREWS, NUT BOTS AND OTHER ACCESSORIES
2866 | 10 mm X 25 mm long G.I. bolt with nut etc | each | 9 |  |  |  | SCREWS, NUT BOTS AND OTHER ACCESSORIES
2867 | 16 mm X 50 mm bolts and nuts with washers | set | 6 |  |  |  | SCREWS, NUT BOTS AND OTHER ACCESSORIES
2868 | 16 mm X 40 mm bolts and nuts with washers | set | 6 |  |  |  | SCREWS, NUT BOTS AND OTHER ACCESSORIES
2869 | 16 mm X 125 mm bolts and nuts with washers | set | 20 |  |  |  | SCREWS, NUT BOTS AND OTHER ACCESSORIES
2870 | 16 mm X 150 mm bolts and nuts with washers | set | 24 |  |  |  | SCREWS, NUT BOTS AND OTHER ACCESSORIES
2871 | 10 mm X 25 mm long tinned brass bolt with nut etc. | each | 27.5 |  |  |  | SCREWS, NUT BOTS AND OTHER ACCESSORIES
2881 | GI saddles 19mm x 0.55mm for conduit | each | 0.85 |  |  |  | SCREWS, NUT BOTS AND OTHER ACCESSORIES
2882 | GI saddles 25mm x 0.90mm for conduit above 25mm | each | 1 |  |  |  | SCREWS, NUT BOTS AND OTHER ACCESSORIES
2901 | 20 mm X 3 mm copper tape ( 0.533 kg/mtr) | kg | 430.5
2902 | 25 mm X 5 mm copper tape (1.15 kg/mtr) | kg | 430.5
2903 | 32 mm X 6 mm copper tape ( 1.705 kg/mtr) | kg | 430.5
2904 | 8 SWG copper wire (4.0 mm dia) | kg | 435.75
2905 | 600 mm X 600 mm X 3 mm thick copper plate (10.5 kg) | each | 4718.7
2906 | Copper saddle | each | 26.25
2907 | 50 mm X 5mm copper strip (2.30 kg/mtr) | kg | 430.5
2908 | Brass nipple | each | 6
2909 | Lightning finial, 25 mm dia X 300 mm long, copper | each | 420
2910 | Lightning finial, 25 mm dia X 300 mm long, G.I. | each | 115.5
2911 | 20 mm X 3 mm G.I. Tape ( 0.461 kg/mtr) | kg | 48.3
2912 | 25 mm X 5 mm G.I. strip (1.0 kg/mtr) | kg | 44.1
2913 | 25 mm X 6 mm G.I. strip (1.2 kg/mtr) | kg | 42
2914 | 32 mm X 6 mm G.I. Tape ( 1.475 kg/mtr) | kg | 42
2915 | 600 mm X 600 mm X 6 mm thick G.I. plate | each | 1307
2916 | 6 SWG G.I. wire | kg | 52.5
2917 | GI saddle 20mm x 3mm | each | 2
2918 | Funnel | each | 17
2919 | G.I. nuts and through bolts with washer | each | 22
2920 | Washers | each | 0.17
2921 | G.I. Hooks made of 8 SWG GI wire/ GI clip | each | 2
2922 | CI/MS cover plate hinged to frame with Locking arrangement | each | 231
2923 | Pulley of 50 mm dia | each | 72
2924 | Clamps, bolts, nuts etc. | set | 93
2925 | Flat iron clamps (50 mm X 6 mm) for G.I. pipe | each | 28.9
2926 | G.I. plate ( 10 cm X 10 cm X 5 mm ) | kg | 46
2927 | Ball and socket | each | 14
2928 | Back plate | each | 6
2929 | Check nut 20mm | each | 3
2930 | Rubber reel, nut & bolts with washers and safety pin | metre | 50
2931 | PVC sleeve | metre | 4
2932 | 250 mm X 200 mm H.T. danger notice plate | each | 52
2933 | 200 mm X 150 mm M.V. danger notice plate | each | 40
2934 | Earthing thimbles and solder | L.S. | 11
2935 | Cement, paint, sand etc. | L.S. | 4.5
2936 | Painting with primer and finish paint | L.S. | 4
2937 | Diesel | letre | 53
2938 | Cotton waste, cleaning cloth etc. | kg | 38
2939 | Cleaning materials like soap/ detergent | kg | 43
2940 | Tin solder etc. | L.S. | 5
2941 | Charcoal | kg | 6.3
2942 | Coke | kg | 8.2
2943 | Salt | kg | 7
2944 | Paint | letre | 142
2945 | Common burnt clay F.P.S. (non modular) bricks class designation 7.5 | no | 3
2946 | Fine sand | cum | 672
2947 | Bricks ballast | cum | 525
2948 | Cement | tonne | 5250
2949 | Stone aggregate (single size) 40mm nominal size | cum | 1050
2950 | Stone aggregate (single size) 20mm nominal size | cum | 1175
2951 | Stone aggregate (single size) 10mm nominal size | cum | 1175
2952 | Coarse sand (Zone III) | cum | 1200
HVAC Items
3001 | M.S. Pipe - 400 mm dia. (Heavy Class, 7 mm thick MS Sheet) | Mtr | 5040.63 |  |  |  | HVAC ITEMS
3002 | M.S. Pipe - 350 mm dia. (Heavy Class, 6.35 mm thick MS Sheet) | Mtr | 2955.02 |  |  |  | HVAC ITEMS
3003 | M.S. Pipe- 300 mm dia. (Heavy Class, 6.35 mm thick MS Sheet) | Mtr | 2673.41 |  |  |  | HVAC ITEMS
3004 | M.S. Pipe - 250mm dia. (Heavy Class, 6.35 mm thick MS Sheet) | Mtr | 2249.1 |  |  |  | HVAC ITEMS
3005 | M.S. Pipe - 200mm dia. (Heavy Class, 6.35 mm thick MS Sheet) | Mtr | 1792.67 |  |  |  | HVAC ITEMS
3006 | M.S. Pipe - 150mm dia. (C-Class) | Mtr | 1138.54 |  |  |  | HVAC ITEMS
3007 | M.S. Pipe - 125mm dia. (C-Class) | Mtr | 958.28 |  |  |  | HVAC ITEMS
3008 | M.S. Pipe - 100mm dia. (C-Class) | Mtr | 776.98 |  |  |  | HVAC ITEMS
3009 | M.S. Pipe - 80mm dia. (C-Class) | Mtr | 527.4 |  |  |  | HVAC ITEMS
3010 | M.S. Pipe -65mm dia. (C-Class) | Mtr | 435.46 |  |  |  | HVAC ITEMS
3011 | M.S. Pipe -50 mm dia. (C-Class) | Mtr | 332.26 |  |  |  | HVAC ITEMS
3012 | M.S. Pipe - 40 mm dia. (C-Class) | Mtr | 234.64 |  |  |  | HVAC ITEMS
3013 | M.S. Pipe - 32 mm dia (C-Class) | Mtr | 201.71 |  |  |  | HVAC ITEMS
3014 | M.S. Pipe - 25 mm dia (C-Class) | Mtr | 156.59 |  |  |  | HVAC ITEMS
3015 | Resin bonded fiber glass pipe section insulation having density 80 kg/cum - 65 mm thickness | Sqm |  |  |  |  | HVAC ITEMS
3016 | Resin bonded fiber glass pipe section insulation having density 80 kg/cum - 50 mm thickness | Sqm |  |  |  |  | HVAC ITEMS
3017 | Resin bonded fiber glass pipe section insulation having density 80 kg/cum - 40 mm thickness | Sqm |  |  |  |  | HVAC ITEMS
3018 | Resin bonded fiber glass pipe section insulation having density 80 kg/cum - 25 mm thickness | Sqm |  |  |  |  | HVAC ITEMS
3019 | Nitrile rubber( cross link closed cell preformed sections of polyethylene) insulation - 32 mmthick | Sqm |  |  |  |  | HVAC ITEMS
3020 | Nitrile rubber( cross link closed cell preformed sections of polyethylene) insulation -19 mmthick | Sqm |  |  |  |  | HVAC ITEMS
3021 | Expanded polystrene moulded pipe section of density 20 kg/cu.m insulation-75 mm thickness | Sqm |  |  |  |  | HVAC ITEMS
3022 | Expanded polystrene moulded pipe section of density 20 kg/cu.m insulation-50 mm thickness | Sqm |  |  |  |  | HVAC ITEMS
3023 | Pipe aluminium Cladding 0.63mm/Valve Cladding | Mtr | 300 |  |  |  | HVAC ITEMS
| BUTTERFLY VALVE (MANUAL) with C I body SS Disc, Nitrile Rubber Seal & O- Ring PN 16 pressure rating for chilled water/ hot water circulation as specified | [5 empty] | HVAC ITEMS
3024 | 200 mm dia | Each | 8330 |  |  |  | HVAC ITEMS
3025 | 150mm dia. | Each | 4536 |  |  |  | HVAC ITEMS
3026 | 125mm dia. | Each | 3864 |  |  |  | HVAC ITEMS
3027 | 100mm dia. | Each | 3465 |  |  |  | HVAC ITEMS
3028 | 80mm dia. | Each | 2469.6 |  |  |  | HVAC ITEMS
3029 | 65mm dia. | Each | 2175.6 |  |  |  | HVAC ITEMS
3030 | 50mm dia. | Each | 1999.2 |  |  |  | HVAC ITEMS
3031 | 40mm dia. | Each | 1808 |  |  |  | HVAC ITEMS
| BALANCING VALVE WITH BUILT IN MEASURING FACILITY with C I body flanged construction with EPDM coated disc with long pitch with protected out pipe insulation & PN 16 pressure rating for chilled / hot water circulation as specified. | [5 empty] | HVAC ITEMS
3032 | 200 mm dia | Each | 40857.6 |  |  |  | HVAC ITEMS
3033 | 150mm dia. | Each | 19491.15 |  |  |  | HVAC ITEMS
3034 | 125mm dia. | Each | 13027.35 |  |  |  | HVAC ITEMS
3035 | 100mm dia. | Each | 9301.69 |  |  |  | HVAC ITEMS
3036 | 80mm dia. | Each | 5675.78 |  |  |  | HVAC ITEMS
3037 | 65 mm dia | Each | 5436.38 |  |  |  | HVAC ITEMS
3038 | 50mm dia. | Each | 4887.75 |  |  |  | HVAC ITEMS
3039 | 40 mm dia | Each | 2236 |  |  |  | HVAC ITEMS
| NON - RETURN VALVE with duel plate of C I body SS plates vulcanized NBR seal flanged end & PN 16 pressure rating for chilled/ hot water circulation including insulation as specified. | [5 empty] | HVAC ITEMS
3040 | 200 mm dia | Each | 7052.33 |  |  |  | HVAC ITEMS
3041 | 150mm dia. | Each | 4428.9 |  |  |  | HVAC ITEMS
3042 | 125mm dia. | Each | 3361.58 |  |  |  | HVAC ITEMS
3043 | 100 mm dia | Each | 2294.25 |  |  |  | HVAC ITEMS
3044 | 80mm dia. | Each | 1680.79 |  |  |  | HVAC ITEMS
3045 | 65 mm dia | Each | 1386.53 |  |  |  | HVAC ITEMS
| Y - STRAINER of Ductile CI Body flanged ends with stainless steel strainer for chilled / hot water circulation including insulation as specified. | [5 empty] | HVAC ITEMS
3046 | 200mm dia | Each | 16794.91 |  |  |  | HVAC ITEMS
3047 | 150mm dia. | Each | 8002.94 |  |  |  | HVAC ITEMS
3048 | 125mm dia. | Each | 7496.21 |  |  |  | HVAC ITEMS
3049 | 100 mm dia | Each | 4937.63 |  |  |  | HVAC ITEMS
3050 | 80 mm dia | Each | 3620.93 |  |  |  | HVAC ITEMS
3051 | 65mm dia. | Each | 3127.16 |  |  |  | HVAC ITEMS
3052 | 50mm dia. | Each | 2413.95 |  |  |  | HVAC ITEMS
3053 | 40mm dia. | Each | 1645.88 |  |  |  | HVAC ITEMS
3054 | Industrial type pressure gauges with gun metal / brass valves | Each | 717 |  |  |  | HVAC ITEMS
3055 | Industrial type thermometers. | Each | 525 |  |  |  | HVAC ITEMS
| Factory fabricated GSS sheet metal rectangular/round ducting of following sheet thickness | [5 empty] | HVAC ITEMS
3056 | Thickness 0.63 mm sheet | sqmtr | 430.35 |  |  |  | HVAC ITEMS
3057 | Thickness 0.80 mm sheet | sqmtr | 548.26 |  |  |  | HVAC ITEMS
3058 | Thickness 1.00 mm sheet | sqmtr | 654.37 |  |  |  | HVAC ITEMS
3059 | Thickness 1.25 mm sheet | sqmtr | 766.38 |  |  |  | HVAC ITEMS
| At site Fabricated GSS sheet metal rectangular/round ducting of following sheet thickness | [5 empty] | HVAC ITEMS
3060 | Thickness 0.63 mm sheet | sqmtr | 310.86 |  |  |  | HVAC ITEMS
3061 | Thickness 0.80 mm sheet | sqmtr | 414.48 |  |  |  | HVAC ITEMS
3062 | Thickness 1.00 mm sheet | sqmtr | 518.1 |  |  |  | HVAC ITEMS
3063 | Thickness 1.25 mm sheet | sqmtr | 627 |  |  |  | HVAC ITEMS
3064 | GI volume control duct damper | sqmtr | 4300 |  |  |  | HVAC ITEMS
| Motorized (ON-OFF Type) duct mounted GI volume control damper with enthalpy sensor and necessary control wire (minimum 1.5 sqmm) for integration within AHU room | [5 empty] | HVAC ITEMS
3065 | Actuator | sqmtr | 3589 |  |  |  | HVAC ITEMS
3066 | powder coated extruded aluminium Supply Air Grills with aluminium volume control dampers | sqmtr | 5912.68 |  |  |  | HVAC ITEMS
3067 | powder coated extruded aluminium Return Air Grills with louvers but without volume control dampers | sqmtr | 3272.43 |  |  |  | HVAC ITEMS
3068 | supply air diffusers of powder coated aluminium with aluminium volume control dampers with anti smudge ring & removable core. | sqmtr | 7251.4 |  |  |  | HVAC ITEMS
3069 | Return air diffusers of powder coated aluminium without volume control dampers with anti smudge ring & removable core. | sqmtr | 4611.15 |  |  |  | HVAC ITEMS
3070 | Thermal insulated flexible duct- 200 mm dia | sqmtr | 274 |  |  |  | HVAC ITEMS
| Fire dampers in supply air duct/main branch and return air path with inbuilt mechanism of spring return action | [5 empty] | HVAC ITEMS
3071 | Fire damper | sqmtr | 5711.87 |  |  |  | HVAC ITEMS
3072 | Actuator | sqmtr | 5255.72 |  |  |  | HVAC ITEMS
3073 | 25 mm thick, density 32 kg / cu.m resin bonded fiber glass wool insulation | sqmtr | 97.69 |  |  |  | HVAC ITEMS
3074 | 50mm thick, density 32 kg/cu.m resin bonded fiber glass insulation | sqmtr | 196.02 |  |  |  | HVAC ITEMS
3075 | Duly laminated aluminum foil of mat finish closed cell Nitrile rubber (class “O”) insulation for use on existing duct | [5 empty] | HVAC ITEMS
3076 | 19mmthickness | sqmtr | 605.55 |  |  |  | HVAC ITEMS
3077 | 25mmthickness | sqmtr | 772.75 |  |  |  | HVAC ITEMS
| AIR HANDLING UNITS | [5 empty] | HVAC ITEMS
| Factory built floor mounted chilled water double skin type horizontal/vertical air handling units made of 25mm thick panels consisting of pre plasticized G.I. casing of thickness 0.8mm outside layer and 0.8 mm inside layer with polyurethane foam (PUF) insulation factory injected between them by injection moulding machine, complete with blower section with blower suitable for static pressure as required, minimum 2 bend GSS/ PVC eliminators,cooling coil section with aluminium finned copper tubes (tubes thickness not less than 0.5mm) cooling coil of 6 row deep, filter section with 50mm thick metal viscous/ washable synthetic type air prefilters, belt drive package with TEFC drive motor suitable for 415 ± 10% volts, 50Hz, 3 Phase AC supply, drain connections, stainless steel (18G) drain pan with PUF insulation, 150 mm dia. dial type pressure gauges (2 nos.)and industrial type thermometers (2 nos.) at the inlet and outlet of coil, auto purge valve wherever required, necessary vibration isolation arrangement etc. complete as per specification and of following capacities. | [5 empty] | HVAC ITEMS
3078 | 2500CFM | Each | 61249.85 |  |  |  | HVAC ITEMS
3079 | 3000CFM | Each | 72058.65 |  |  |  | HVAC ITEMS
3080 | 4000CFM | Each | 81229.75 |  |  |  | HVAC ITEMS
3081 | 5000CFM | Each | 101340.66 |  |  |  | HVAC ITEMS
3082 | 6000CFM | Each | 118503.72 |  |  |  | HVAC ITEMS
3083 | 7000CFM | Each | 133177.48 |  |  |  | HVAC ITEMS
3084 | 8000CFM | Each | 147851.24 |  |  |  | HVAC ITEMS
3085 | 9000CFM | Each | 161804.41 |  |  |  | HVAC ITEMS
3086 | 10000CFM | Each | 175757.59 |  |  |  | HVAC ITEMS
3087 | 11000CFM | Each | 193051.66 |  |  |  | HVAC ITEMS
3088 | 12000CFM | Each | 210345.74 |  |  |  | HVAC ITEMS
| Factory built floor mounted chilled water double skin type horizontal/vertical air handling units made of 25mm thick panels consisting of pre plasticized G.I. casing of thickness 0.8mm outside layer and 0.8 mm inside layer with polyurethane foam (PUF) insulation factory injected between them by injection moulding machine, complete with blower section with blower suitable for static pressure as required, minimum 2 bend GSS/ PVC eliminators, cooling coil section with aluminium finned copper tubes (tubes thickness not less than 0.5mm) cooling coil of 4 row deep, filter section with 50mm thick metal viscous/ washable synthetic type air prefilters, belt drive package with TEFC drive motor suitable for 415 ± 10% volts, 50Hz, 3 Phase AC supply, drain connections, stainless steel (18G) drain pan with PUF insulation, 150 mm dia. dial type pressure gauges (2 nos.)and industrial type thermometers (2 nos.) at the inlet and outlet of coil, auto purge valve wherever required, necessary vibration isolation arrangement etc. complete as per specification and of following capacities. | [5 empty] | HVAC ITEMS
3089 | 2500CFM | Each | 55419.65 |  |  |  | HVAC ITEMS
3090 | 3000CFM | Each | 65049.3 |  |  |  | HVAC ITEMS
3091 | 4000CFM | Each | 72582.71 |  |  |  | HVAC ITEMS
3092 | 5000CFM | Each | 89811.28 |  |  |  | HVAC ITEMS
3093 | 6000CFM | Each | 105140.11 |  |  |  | HVAC ITEMS
3094 | 7000CFM | Each | 117619.36 |  |  |  | HVAC ITEMS
3095 | 8000CFM | Each | 130098.61 |  |  |  | HVAC ITEMS
3096 | 9000CFM | Each | 141791.76 |  |  |  | HVAC ITEMS
3097 | 10000CFM | Each | 153484.91 |  |  |  | HVAC ITEMS
3098 | 11000CFM | Each | 166389.96 |  |  |  | HVAC ITEMS
3099 | 12000CFM | Each | 183684.04 |  |  |  | HVAC ITEMS
HVAC ITEMS
4001 | Resin bonded fiber glass pipe section insulation having density 80 kg/cum-65 mm thickness for 400 mm dia pipe | Mtr | 1507.13 |  |  |  | HVAC ITEMS
4002 | Resin bonded fiber glass pipe section insulation having density 80 kg/cum-65 mm thickness for 350 mm dia pipe | Mtr | 1347.1 |  |  |  | HVAC ITEMS
4003 | Resin bonded fiber glass pipe section insulation having density 80 kg/cum-65 mm thickness for 300 mm dia pipe | Mtr | 1104.16 |  |  |  | HVAC ITEMS
4004 | Resin bonded fiber glass pipe section insulation having density 80 kg/cum-50 mm thickness for 250 mm dia pipe | Mtr | 964.69 |  |  |  | HVAC ITEMS
4005 | Resin bonded fiber glass pipe section insulation having density 80 kg/cum-50 mm thickness for 200 mm dia pipe | Mtr | 816.87 |  |  |  | HVAC ITEMS
4006 | Resin bonded fiber glass pipe section insulation having density 80 kg/cum-50 mm thickness for 150 mm dia pipe | Mtr | 413.26 |  |  |  | HVAC ITEMS
4007 | Resin bonded fiber glass pipe section insulation having density 80 kg/cum-40 mm thickness for 125 mm dia pipe | Mtr | 364.41 |  |  |  | HVAC ITEMS
4008 | Resin bonded fiber glass pipe section insulation having density 80 kg/cum-40 mm thickness for 100 mm dia pipe | Mtr | 315.57 |  |  |  | HVAC ITEMS
4009 | Resin bonded fiber glass pipe section insulation having density 80 kg/cum-25 mm thickness for 80 mm dia pipe | Mtr | 269.29 |  |  |  | HVAC ITEMS
4010 | Resin bonded fiber glass pipe section insulation having density 80 kg/cum-25 mm thickness for 65 mm dia pipe | Mtr | 244.23 |  |  |  | HVAC ITEMS
4011 | Resin bonded fiber glass pipe section insulation having density 80 kg/cum-25 mm thickness for 50 mm dia pipe | Mtr | 213.38 |  |  |  | HVAC ITEMS
4012 | Resin bonded fiber glass pipe section insulation having density 80 kg/cum-25 mm thickness for 40 mm dia pipe | Mtr | 192.17 |  |  |  | HVAC ITEMS
4013 | Resin bonded fiber glass pipe section insulation having density 80 kg/cum-25 mm thickness for 32 mm dia pipe | Mtr | 180.6 |  |  |  | HVAC ITEMS
4014 | Resin bonded fiber glass pipe section insulation having density 80 kg/cum-25 mm thickness for 25 mm dia pipe | Mtr | 164.53 |  |  |  | HVAC ITEMS
4015 | Nitrile rubber (cross link closed cell preformed sections dia polyethylene) Insulation -32 mm thickness dia pipe | Sqmtr | 658.35 |  |  |  | HVAC ITEMS
4016 | Nitrile rubber (cross link closed cell preformed sections of polyethylene) Insulation -19 mm thickness dia pipe | Sqmtr | 371.8 |  |  |  | HVAC ITEMS
4017 | Expanded polystrene moulded pipe section of density 20kg/cum Insulation -75mm thickness for 400 mm dia pipe | Mtr | 852.64 |  |  |  | HVAC ITEMS
4018 | Expanded polystrene moulded pipe section of density 20kg/cum Insulation -75mm thickness for 350 mm dia pipe | Mtr | 744.66 |  |  |  | HVAC ITEMS
4019 | Expanded polystrene moulded pipe section of density 20kg/cum Insulation -75mm thickness for 300mm dia pipe | Mtr | 659.02 |  |  |  | HVAC ITEMS
4020 | Expanded polystrene moulded pipe section of density 20kg/cum Insulation -75mm thickness for 250 mm dia pipe | Mtr | 572.46 |  |  |  | HVAC ITEMS
4021 | Expanded polystrene moulded pipe section of density 20kg/cum Insulation -75 mm thickness for 200 mm dia pipe | Mtr | 488.68 |  |  |  | HVAC ITEMS
4022 | Expanded polystrene moulded pipe section 0/ density 20kg/cum Insulation -75 mm thickness for 150 mm dia pipe | Mtr | 241.08 |  |  |  | HVAC ITEMS
4023 | Expanded polystrene moulded pipe section of density 20kg/cum Insulation -50 mm thickness for 125 mm dia pipe | Mtr | 213.16 |  |  |  | HVAC ITEMS
4024 | Expanded polystrene moulded pipe section of density 20kg/cum Insulation -50 mm thickness for 100 mm dia pipe | Mtr | 179.65 |  |  |  | HVAC ITEMS
4025 | Expanded polystrene moulded pipe section of density 20kg/cum Insulation -50 mm thickness for 80 mm dia pipe | Mtr | 157.31 |  |  |  | HVAC ITEMS
4026 | Expanded polystrene moulded pipe section of density 20kg/cum Insulation -50 mm thickness -or 65 mm dia pipe | Mtr | 143.35 |  |  |  | HVAC ITEMS
4027 | Expanded polystrene moulded pipe section of density 20kg/cum Insulation -50 mm thickness for 50 mm dia pipe | Mtr | 124.73 |  |  |  | HVAC ITEMS
4028 | Expanded polystrene rnoulded pipe section of density 20kg/cum Insulation -50 mm thickness for 40 mm dia pipe | Mtr | 111.7 |  |  |  | HVAC ITEMS
4029 | Expanded polystrene moulded pipe section of density 20kg/cum Insulation -50 mm thickness for 32 mm dia pipe | Mtr | 106.11 |  |  |  | HVAC ITEMS
4030 | Expanded polystrene moulded pipe section of density 20kg/cum Insulation -50 mm thickness for 25 mm dia pipe | Mtr | 95.87 |  |  |  | HVAC ITEMS
4031 | Resin bonded fiber glass insulation of thickness 65 mm on existing pipe | Sqmtr | 1111.87 |  |  |  | HVAC ITEMS
4032 | Resin bonded fiber glass insulation of thickness 50 mm on existing pipe | Sqmtr | 912.63 |  |  |  | HVAC ITEMS
4033 | Resin bonded fiber glass insulation of thickness 40 mm on existing pipe | Sqmtr | 835.51 |  |  |  | HVAC ITEMS
4034 | Resin bonded fiber glass insulation of thickness 25 mm on existing pipe | Sqmtr | 642.7 |  |  |  | HVAC ITEMS
4035 | [6 empty] | HVAC ITEMS
4036 | [6 empty] | HVAC ITEMS
4037 | Expanded polystrene insulation pipe of thickness 75 mm on existing pipe | Sqmtr | 699.98 |  |  |  | HVAC ITEMS
4038 | Expanded polystrene insulation pipe of thickness 50 mm on existing pipe | Sqmtr | 446.8 |  |  |  | HVAC ITEMS
4039 | Insulation 50 mm thickness for Butterfly valve (Manual) 200 mm | Mtr |  |  |  |  | HVAC ITEMS
4040 | Insulation 50 mm thickness for Butterfly valve (Manual) 150 mm | Mtr |  |  |  |  | HVAC ITEMS
4041 | Insulation 40 mm thickness for Butterfly valve (Manual) 125 mm | Mtr |  |  |  |  | HVAC ITEMS
4042 | Insulation 40 mm thickness for Butterfly valve (Manual) 100 mm | Mtr |  |  |  |  | HVAC ITEMS
4043 | Insulation 25 mm thickness for Butterfly valve (Manual) 80 mm | Mtr |  |  |  |  | HVAC ITEMS
4044 | Insulation 25 mm thickness for Butterfly valve (Manual) 65 mm | Mtr |  |  |  |  | HVAC ITEMS
4045 | Insulation 25 mm thickness for Butterfly valve (Manual) 50 mm | Mtr |  |  |  |  | HVAC ITEMS
4046 | Insulation 25 mm thickness for Butterfly valve (Manual) 40 mm | Mtr |  |  |  |  | HVAC ITEMS
4047 | Insulation 50 mm thickness for Balancing valve 200 mm | Mtr |  |  |  |  | HVAC ITEMS
4048 | Insulation 50 mm thickness for Balancing valve 150 mm | Mtr |  |  |  |  | HVAC ITEMS
4049 | Insulation 40 mm thickness for Balancing valve 125 mm | Mtr |  |  |  |  | HVAC ITEMS
4050 | Insulation 40 mm thickness for Balancing valve 100 mm | Mtr |  |  |  |  | HVAC ITEMS
4051 | Insulation 25 mm thickness for Balancing valve 80 mm | Mtr |  |  |  |  | HVAC ITEMS
4052 | Insulation 25 mm thickness for Balancing valve 65 mm | Mtr |  |  |  |  | HVAC ITEMS
4053 | Insulation 25 mm thickness for Balancing valve 50 mm | Mtr |  |  |  |  | HVAC ITEMS
4054 | Insulation 25 mm thickness for Balancing valve 40 mm | Mtr |  |  |  |  | HVAC ITEMS
4055 | Insulation 50 mm thickness for NRV insulation 200 mm dia valve | Mtr |  |  |  |  | HVAC ITEMS
4056 | Insulation 50 mm thickness for NRV insulation 150 mm dia valve | Mtr |  |  |  |  | HVAC ITEMS
4057 | Insulation 40 mm thickness for NRV insulation 125 mm dia valve | Mtr |  |  |  |  | HVAC ITEMS
4058 | Insulation 40 mm thickness for NRV insulation 100 mm dia valve | Mtr |  |  |  |  | HVAC ITEMS
4059 | Insulation 25 mm thickness for NRV insulation 80 mm dia valve | Mtr |  |  |  |  | HVAC ITEMS
4060 | Insulation 25 mm thickness for NRV insulation 65 mm dia valve | Mtr |  |  |  |  | HVAC ITEMS
4061 | Insulation 50 mm thickness for Y-Strainer insulation on 200 mm dia | Mtr |  |  |  |  | HVAC ITEMS
4062 | Insulation 50 mm thickness for Y-Strainer insulation on 150 mm dia | Mtr |  |  |  |  | HVAC ITEMS
4063 | Insulation 40 mm thickness for Y-Strainer insulation on 125 mm dia | Mtr |  |  |  |  | HVAC ITEMS
4064 | Insulation 40 mm thickness for Y-Strainer insulation on 100 mm dia | Mtr |  |  |  |  | HVAC ITEMS
4065 | Insulation 25 mm thickness for Y-Strainer insulation on 80 mm dia | Mtr |  |  |  |  | HVAC ITEMS
4066 | Insulation 25 mm thickness for Y-Strainer insulation on 65 mm dia | Mtr |  |  |  |  | HVAC ITEMS
4067 | Insulation 25 mm thickness for Y-Strainer insulation on 50 mm dia | Mtr |  |  |  |  | HVAC ITEMS
4068 | Insulation 25 mm thickness for Y-Strainer insulation on 40 mm dia | Mtr |  |  |  |  | HVAC ITEMS
4069 | Acoustic lining of supply air duct with 25mm thick resin bonded glass wool having density of 32kg/m3 | Sqmtr | 152 |  |  |  | HVAC ITEMS
4070 | Reinforced fiber glass tissue and 0 08mm perforated aluminium sheet | Sqmtr | 260 |  |  |  | HVAC ITEMS
4071 | 50 mm thick resin bonded glass wool having denary of 32kg/m3 | Sqmtr | 196.02 |  |  |  | HVAC ITEMS
4072 | 50 mm thick resin bonded glass wool having density of 24 kg/m3 | Sqmtr | 193.45 |  |  |  | HVAC ITEMS
4073 | Resin bonded fiber glass insulation of thickness 65 mm on existing pipe | Sqmtr | 1052.74 |  |  |  | HVAC ITEMS
9999 | Sundries | L.S. | 1.1